## Overview
Utility Company Lakehouse Data Model
v1_mvm — Generated by Vibe Modelling Agent on April 29, 2026 at 11:12 PM
Business Summary
Business | Industry Alignment | Model Scope | Description | References
Utility Company | energy-utilities | MVM (Minimum Viable Model) | I am an electric and gas utility with energy generation, transmission, and distribution to serve residential and commercial customers | Federal Energy Regulatory Commission (FERC), North American Electric Reliability Corporation (NERC), State Public Utility Commissions (PUCs), U.S. Environmental Protection Agency (EPA), U.S. Department of Energy (DOE), Pipeline and Hazardous Materials Safety Administration (PHMSA), Occupational Safety and Health Administration (OSHA), National Association of Regulatory Utility Commissioners (NARUC), Institute of Electrical and Electronics Engineers (IEEE), American Gas Association (AGA)
Model Metrics
Metric | Value
Model Scope | MVM (Minimum Viable Model)
Total Domains | 12
Total Subdomains | 26
Total Products | 188
Total Attributes | 7375
Primary Keys | 187
Foreign Keys | 889
Avg Attributes/Product | 39.2
Metric Views | 113
Business Domains & Subdomains
domain | division | Total Subdomains | description | Total Products | reference
asset | operations | 3 | Serves as the enterprise SSOT for all physical asset lifecycle data across generation, T&D, and gas infrastructure — asset master records, preventive and corrective maintenance work orders, inspection records, failure history, and capital project tracking (CAPEX/OPEX, AFUDC, WIP). Integrates with EAM (Oracle WAM / IBM Maximo) and GIS (ESRI ArcGIS) for spatial asset management. Supports regulatory asset base reporting and depreciation schedules for rate cases. | 13 | ISO 55000, PAS 55, PUC
distribution | operations | 2 | Manages last-mile electric and gas delivery infrastructure to end-use customers — distribution feeders, poles, service transformers, gas mains, service laterals, and associated GIS network topology. Serves as the SSOT for OMS/DMS outage events, SAIDI/SAIFI/CAIDI reliability indices, NEM interconnections, DER/DERMS integration, voltage regulation, and gas pipeline safety data under PHMSA. | 27 | IEEE 1547, PHMSA Pipeline Safety Regulations, PUC
generation | operations | 3 | Owns all data related to energy generation assets and operations — fossil fuel, nuclear, and renewable power plant operations including unit dispatch, fuel management, capacity planning, heat rate optimization, emissions monitoring, and generation output (MWh). Serves as the SSOT for generation facility master data, real-time EMS/SCADA telemetry, and plant performance metrics. Supports IRP, RPS compliance, and PPA tracking. | 11 | NERC Reliability Standards, IEEE C37, EPA
metering | operations | 2 | Owns all AMI/AMR meter asset records, smart meter deployment data, interval read collection, and meter data validation/estimation/editing (VEE) workflows. Serves as the SSOT for meter inventory, meter-to-premise associations, interval energy consumption data (kWh, MCF), and demand readings (kW/MW). Integrates with MDMS (Oracle Utilities MDMS / Itron Analytics) and feeds billing and demand response domains. | 16 | ANSI C12 Metering Standards, PUC
supply | operations | 3 | Governs procurement of materials, equipment, fuel, and services for utility operations. Manages vendor/contractor master records, purchase orders, contracts, inventory management, warehousing, and logistics for generation fuel, T&D equipment, and O&M supplies. Integrates with ERP (SAP S/4HANA) for procurement-to-pay and supports CAPEX project material management and storm restoration logistics. | 15 | ISM Procurement Standards, GAAP Inventory Accounting
transmission | operations | 2 | Governs high-voltage bulk electric system (BES) infrastructure for power transport across the grid — transmission lines, substations, transformers, and switching equipment. Manages grid topology, OATT compliance, RTO/ISO interchange scheduling, LMP data, transmission capacity, congestion, and interconnection requests. Critical for NERC CIP compliance and FERC jurisdictional reporting. | 23 | FERC OATT, NERC CIP & Reliability Standards, RTO/ISO
workforce | operations | 1 | Workforce domain (auto-created for table employee) | 2
billing | business | 2 | Authoritative source for the full revenue cycle — rate schedule application (TOU, CPP, tiered), invoice generation, payment processing, collections, dispute resolution, and revenue recognition for electric and gas services. Owns charge calculations incorporating FAC, CIAC adjustments, and regulatory riders. Integrates with CIS (Oracle CC&B / SAP IS-U) and ERP for GAAP revenue reporting. | 11 | NARUC Uniform System of Accounts, GAAP ASC 606, PUC
customer | business | 2 | Single source of truth for all residential, commercial, and industrial customer identity, accounts, service agreements, and enrollment. Manages customer profiles, premise information, move-in/move-out processes, account hierarchy, customer segmentation, and contact information. Integrates with CIS platforms (Oracle CC&B / SAP IS-U) and CRM (Salesforce Energy & Utilities Cloud). Supports regulatory customer-of-record requirements for PUC reporting. | 12 | NARUC Customer Service Standards, PUC
market | business | 3 | Manages participation in wholesale energy markets including day-ahead market (DAM) and real-time market (RTM) bids and schedules, LMP settlement, capacity market obligations, ancillary services, REC tracking, and PPA contract positions. Serves as the SSOT for wholesale energy procurement and sale transactions with RTOs/ISOs. Supports FERC market-based rate authority and IRP resource adequacy analysis. | 20 | FERC Order 2222, RTO/ISO Market Rules
finance | corporate | 3 | Manages financial planning, general ledger, cost accounting, budgeting, and financial reporting. Tracks CAPEX and OPEX, ROE and ROI metrics, EBITDA, depreciation, and regulatory accounting per FERC Uniform System of Accounts. Supports rate case cost-of-service studies, SOX compliance, and GAAP financial statement preparation. | 20 | GAAP, SOX, FERC USoA
regulatory | corporate | 2 | Manages all compliance obligations, tariff filings, rate cases, CPCN applications, IRP submissions, and regulatory reporting to PUCs, FERC, NERC, and EPA. Tracks dockets, testimony, prudency reviews, performance-based ratemaking (PBR), GHG/emissions compliance records, and cost recovery mechanisms including FAC and AFUDC. Ensures adherence to all jurisdictional requirements. | 18 | FERC, PUC, NERC, EPA
Data Products
domain | subdomain | product | description | type | Total Attributes | reference
asset | asset_registry | facility | Master reference table for facility. Referenced by facility_id. | master_data | 33
asset | asset_registry | hierarchy | Defines the parent-child structural hierarchy of utility assets — from functional location (plant, substation, feeder) down to individual component (circuit breaker, transformer winding, valve assembly). Captures hierarchy level, hierarchy type (functional location, asset assembly, network segment, linear reference), parent asset reference, child asset reference, position/slot within parent, sort order, and effective/expiration dates for temporal hierarchy changes. Supports drill-down from bulk electric system (BES) transmission topology to individual field devices, and from gas transmission pipeline systems to individual valve stations. Used by EAM (Oracle WAM / Maximo) for work order scoping and cost roll-up, by GIS (ESRI ArcGIS) for network connectivity modeling, and by outage management systems for upstream/downstream asset identification during fault isolation. | master_data | 21 | IBM Maximo Asset Hierarchy; ESRI ArcGIS Network Dataset
asset | asset_registry | location | Master record for the physical or functional location where utility assets are installed — substations, plants, poles, vaults, manholes, and right-of-way segments. Provides the spatial anchor for asset hierarchy and work order dispatching, linking assets to GIS coordinates and jurisdictional boundaries. | master_data | 40
asset | asset_registry | master | Enterprise SSOT for all physical utility assets across generation, transmission, distribution, and gas infrastructure. Captures the full asset master record including asset class (generation unit, transmission line, distribution transformer, gas main, meter), asset type, manufacturer, model, serial number, installation date, in-service date, retirement date, asset status (active, retired, decommissioned), rated capacity (MW, kV, MCF), and FERC/NARUC account code. Includes full geospatial and network location attributes: GIS feature class, GIS object ID, latitude, longitude, elevation, address, municipality, county, state, utility service territory, electric circuit/feeder ID, substation name, voltage level (kV), gas pressure zone, pipeline segment ID, land parcel reference, easement reference, and location accuracy class (GPS-surveyed, as-built, estimated). Also captures regulatory asset base inclusion flag, depreciation method, useful life, and salvage value. Integrates with Oracle WAM / IBM Maximo as the EAM system of record and ESRI ArcGIS as the authoritative spatial record. Serves as the anchor entity for all maintenance, inspection, failure, condition, warranty, and capital project records in the asset domain. | master_data | 34 | Oracle WAM / IBM Maximo Asset Master; FERC Uniform System of Accounts
asset | asset_registry | warranty | Tracks manufacturer and contractor warranties and guarantees associated with utility assets and capital project installations. Captures warranty type (manufacturer equipment warranty, contractor workmanship warranty, extended service agreement, performance guarantee), warranted asset reference, warranty provider (manufacturer, contractor, third-party insurer), warranty start date, warranty expiration date, warranty terms and conditions summary, coverage scope (parts only, parts and labor, full replacement), maximum claim value, deductible amount, claims filed count, claims approved amount, claims denied amount, warranty status (active, expired, claimed, voided), and associated purchase order or capital project reference. Supports warranty cost recovery when assets fail within warranty period — reducing O&M and capital replacement costs charged to ratepayers. Integrates with work_order and failure_event records to trigger warranty claim workflows and with capital_project for installation warranty tracking. | master_data | 31
asset | condition_monitoring | condition | Stores the current and historical condition assessments of utility assets, providing a longitudinal health record used for asset replacement prioritization and risk-based maintenance planning. Distinct from inspection_record in that asset_condition represents the derived, aggregated health state of an asset (potentially synthesized from multiple inspections, diagnostic tests, and operational data), while inspection_record captures individual point-in-time field inspection events. Captures assessment date, asset reference, condition assessment method (visual inspection, diagnostic testing, oil analysis, thermography, LiDAR scan), overall condition score (1-5 or health index), individual condition attribute scores (insulation condition, mechanical condition, corrosion level, loading history), remaining useful life estimate, replacement urgency rating (immediate, 1-3 years, 3-7 years, 7+ years), assessed by (inspector/contractor), source inspection reference(s), and next assessment due date. Feeds asset investment planning (AIP) models and supports PUC rate case justification for capital replacement programs. | transactional_data | 26 | IBM Maximo Asset Health Insights; IEEE C57.104 Transformer Condition; EPRI Asset Management Framework
asset | condition_monitoring | failure_event | Records asset failure events including equipment failures, forced outages, and unplanned interruptions. Captures failure date/time, failed asset, failure mode (insulation breakdown, mechanical failure, corrosion, overload, lightning strike, third-party damage), failure cause category, failure severity (minor, major, catastrophic), associated outage event reference, customers affected count, outage duration (minutes), SAIDI/SAIFI contribution, corrective work order reference, root cause analysis (RCA) findings, failure cost (repair + consequential), and whether failure triggered a regulatory reportable event (NERC, PUC). Feeds reliability indices (SAIDI, SAIFI, CAIDI) and supports asset health scoring and replacement prioritization. | transactional_data | 41 | OMS Failure Record; NERC EOP-004 Event Reporting; IEEE 1366 Reliability Indices
asset | condition_monitoring | inspection_crew | Master reference table for inspection_crew. Referenced by inspection_crew_id. | master_data | 34
asset | condition_monitoring | inspection_record | Captures individual point-in-time field inspection events performed on utility assets including routine patrol inspections, regulatory compliance inspections, and targeted diagnostic assessments. Distinct from asset_condition in that inspection_record is the raw event record of a specific inspection occurrence, while asset_condition represents the derived, aggregated health state over time. Records inspection date, inspector ID, asset inspected, inspection type (aerial patrol, ground patrol, thermographic, ultrasonic, pipeline integrity, transformer oil analysis), inspection findings (pass/fail/conditional), deficiency severity rating, deficiencies identified, recommended corrective actions, follow-up work order reference, regulatory inspection program reference (NERC FAC-003, PHMSA 49 CFR 192, PUC General Order 165), and next inspection due date. Supports NERC transmission inspection compliance, PHMSA pipeline integrity management program (IMP), and PUC-mandated distribution inspection programs. | transactional_data | 37 | IBM Maximo Inspection; NERC FAC-001/002; PHMSA IMP; IEEE C57 Transformer Inspection
asset | condition_monitoring | inspector | Master reference table for inspector. Referenced by inspector_id. | master_data | 34
asset | maintenance_operations | pm_schedule | Preventive maintenance schedule master defining the recurring maintenance plans applied to asset classes and individual assets. Captures PM plan name, associated asset class or specific asset, maintenance task description, frequency type (calendar-based, meter-based, condition-based), frequency interval (e.g., 90 days, 10,000 operating hours), last performed date, next due date, estimated duration, required craft, required materials, regulatory compliance driver (NERC FAC, PHMSA pipeline integrity, OSHA), and schedule status (active, suspended, retired). Integrates with Oracle WAM / Maximo PM module to auto-generate work orders on schedule trigger. Supports NERC reliability standard compliance and PHMSA pipeline safety program documentation. | master_data | 35 | Oracle WAM PM Schedule; IBM Maximo Preventive Maintenance; NERC FAC-003; PHMSA 49 CFR Part 192
asset | maintenance_operations | work_order | Core transactional record for all preventive maintenance (PM), corrective maintenance (CM), and emergency work performed on utility assets. Captures work order number, work order type (PM, CM, emergency, inspection, capital), priority, originating asset, work description, craft/trade required, estimated and actual labor hours, estimated and actual material cost, estimated and actual total cost (OPEX vs CAPEX classification), work order status (created, planned, scheduled, in-progress, completed, closed), scheduled start/finish dates, actual start/finish dates, crew assignment, outage required flag, outage duration, safety permit references, and completion notes. Sourced from Oracle WAM / IBM Maximo WMS. Feeds regulatory O&M cost reporting and rate case OPEX/CAPEX substantiation. | transactional_data | 40 | Oracle WAM Work Order; IBM Maximo Work Order; FERC OPEX/CAPEX Classification
asset | maintenance_operations | work_order_material | Line-item transactional record of materials, spare parts, and consumables consumed, reserved, or returned against a maintenance or capital work order. This is a high-volume transactional entity with its own lifecycle (requested → issued → consumed/returned → costed) independent of the parent work order. Captures work order reference, material/part number (cross-referenced to storeroom catalog), material description, storeroom location, quantity requested, quantity issued, quantity returned, unit of measure, unit cost, total material cost, issue date, return date, material source (storeroom issue, direct purchase, contractor-supplied), and lot/serial number for traceable components (e.g., transformer bushings, SF6 gas cylinders). Supports O&M material cost tracking per work order, storeroom inventory consumption reporting, critical spare depletion alerts, and OPEX cost substantiation for regulatory filings. Integrates with SAP MM Materials Management or Oracle ERP Supply Chain for inventory depletion and reorder point triggers. | transactional_data | 33 | IBM Maximo Work Order Materials; SAP MM Goods Issue; Oracle WAM Material Usage
distribution | network_infrastructure | bus | Master reference table for bus. Referenced by source_bus_id. | master_data | 35
distribution | network_infrastructure | city_gate_station | Master reference table for city_gate_station. Referenced by city_gate_station_id. | master_data | 38
distribution | network_infrastructure | der_interconnection | Master record for Distributed Energy Resource (DER) interconnections on the distribution network — rooftop solar, battery storage, small wind, CHP, and EV charging installations that connect to the distribution grid at the customer premise. Captures interconnection ID, DER type (solar PV/battery/wind/CHP/EV charger), installed capacity (kW-DC/kW-AC), inverter type, IEEE 1547 compliance status, NEM enrollment flag, NEM tariff type, service point reference, feeder association, transformer association, interconnection agreement date, commissioning date, anti-islanding protection type, export capability (kW), DERMS integration flag, and operational status. SSOT for NEM/DER program management and DERMS integration. Sourced from Oracle CC&B/SAP IS-U and DERMS platform. | master_data | 50 | IEEE 1547 / FERC Order 2222 / NEM Tariff
distribution | network_infrastructure | distribution_substation | Master record for distribution substations — facilities that receive bulk power from the transmission system and step down voltage for distribution feeder circuits. Captures substation ID, name, location (GPS/GIS), service territory, nominal primary voltage (transmission side), secondary voltage (distribution side), total installed transformer capacity (MVA), number of distribution feeders served, SCADA integration point, ownership type, commissioning date, and operational status. Distinct from transmission substations (owned by the transmission domain). Sourced from ESRI ArcGIS and Schneider Electric AMS/GE PowerOn. | master_data | 49 | NERC FAC-001 / ESRI ArcGIS
distribution | network_infrastructure | district | Master reference table for district. Referenced by district_id. | master_data | 39
distribution | network_infrastructure | feeder | Master record for electric distribution feeders — the primary medium-voltage circuits (typically 4kV–35kV) emanating from distribution substations to deliver electricity to end-use customers. Captures feeder identifier, nominal voltage, circuit configuration (radial/loop/networked), rated capacity (MVA), peak load, substation source bus, feeder length (miles), conductor type, phase configuration, GIS network topology reference, SCADA point ID, operational status, and service territory. SSOT for feeder-level reliability metrics (SAIDI, SAIFI, CAIDI) and OMS/DMS circuit topology. Sourced from ESRI ArcGIS and Schneider Electric AMS/GE PowerOn. | master_data | 43 | IEEE 1547 / ESRI ArcGIS Distribution Network
distribution | network_infrastructure | gas_main | Master record for gas distribution mains — the pressurized pipeline segments that transport natural gas from city gate stations through the distribution network to service laterals and end-use customers. Captures main ID, pipe material (steel/PE/cast iron), nominal diameter (inches), operating pressure (PSIG), MAOP (Maximum Allowable Operating Pressure), installation year, coating type, cathodic protection status, GIS route geometry, district/pressure zone, leak survey date, PHMSA class location, and operational status. SSOT for PHMSA pipeline safety compliance and gas distribution network topology. Sourced from ESRI ArcGIS. | master_data | 48 | PHMSA 49 CFR Part 192 / AGA Pipeline Safety
distribution | network_infrastructure | gas_network_node | Master reference table for gas_network_node. Referenced by from_node_id. | master_data | 36
distribution | network_infrastructure | gas_service_lateral | Master record for gas service laterals — the pipeline segments connecting gas distribution mains to individual customer meters at the service point. Captures lateral ID, associated gas main reference, service point reference, pipe material (steel/PE/copper), nominal diameter (inches), operating pressure (PSIG), installation year, length (feet), excess flow valve (EFV) presence, cathodic protection status, GPS route geometry, PHMSA class location, last leak survey date, and operational status. Distinct from gas mains — laterals are individually regulated assets under PHMSA 49 CFR Part 192 with their own inspection, leak survey, and replacement schedules. SSOT for gas service lateral integrity management and PHMSA compliance. Sourced from ESRI ArcGIS. | master_data | 43
distribution | network_infrastructure | network_model | Master reference table for network_model. Referenced by network_model_id. | master_data | 33
distribution | network_infrastructure | pole | Master record for distribution poles and structures — wood, steel, concrete, or composite vertical structures that support overhead electric distribution conductors, transformers, switches, and communication attachments. Captures pole ID, material type (wood/steel/concrete/composite), height (feet), class rating, installation year, GPS coordinates, GIS structure number, feeder association, joint-use attachment count, pole loading percentage, inspection date, inspection result (pass/fail/remediate), treatment type (CCA/penta), ground-line condition, ownership type (utility-owned/joint-use/third-party), FCC pole attachment compliance status, and operational status. Critical for pole loading analysis, joint-use attachment management, storm damage assessment, and vegetation management targeting. Sourced from ESRI ArcGIS and Oracle WAM/IBM Maximo. | master_data | 45
distribution | network_infrastructure | protective_device | Master reference table for protective_device. Referenced by protective_device_id. | master_data | 42
distribution | network_infrastructure | service_area | Master reference table for service_area. Referenced by service_area_id. | master_data | 41
distribution | network_infrastructure | service_point | Master record for electric and gas service delivery points — the physical location where utility service is delivered to an end-use customer premise. Captures service point ID, service address, GPS coordinates, GIS parcel reference, service type (electric/gas/dual), premise type (residential/commercial/industrial), meter socket ID, feeder or gas main association, transformer association, service lateral details, load classification, NEM eligibility flag, DER interconnection flag, and active/inactive status. Serves as the geographic and physical SSOT linking the distribution network topology to customer accounts and metering infrastructure. Each service point represents one service delivery of a given type at a premise — a dual-service premise has separate electric and gas service points. Sourced from ESRI ArcGIS and Oracle CC&B/SAP IS-U. | master_data | 45 | CIM IEC 61968-11 ServiceLocation
distribution | network_infrastructure | service_territory | Master reference table for service_territory. Referenced by service_territory_id. | master_data | 39
distribution | network_infrastructure | service_transformer | Master record for distribution service transformers — pad-mounted, pole-mounted, or vault transformers that step down medium-voltage feeder voltage to utilization voltage (120/240V residential; 277/480V commercial) for last-mile delivery. Captures transformer ID, kVA rating, primary/secondary voltage, phase configuration (single/three-phase), installation type, GPS coordinates, feeder association, pole/structure number, manufacturer, model, serial number, installation date, oil/dry type, load factor, and operational status. Critical for load balancing, outage isolation, and asset lifecycle management. Sourced from ESRI ArcGIS and Oracle WAM/IBM Maximo. | master_data | 44 | IEEE C57 / ESRI ArcGIS Distribution Network
distribution | network_infrastructure | voltage_regulation_device | Master record for voltage regulation equipment deployed on distribution feeders — voltage regulators, capacitor banks, and line reactors used to maintain voltage within ANSI C84.1 service voltage standards along distribution circuits. Captures device ID, device type (voltage regulator/capacitor bank/reactor), feeder location (circuit mile marker), rated kVAR or kVA, control mode (automatic/manual/SCADA), voltage setpoint, bandwidth setting, time delay, installation date, GIS coordinates, SCADA point ID, last tap position, VOLT/VAR optimization (VVO) program enrollment, and operational status. Essential for voltage profile management, power quality, conservation voltage reduction (CVR), and DER integration on feeders with high penetration of rooftop solar. | master_data | 46 | ANSI C84.1 / IEEE 1547 Voltage Regulation
distribution | network_infrastructure | zone | Master reference table for zone. Referenced by zone_id. | master_data | 37
distribution | operational_events | crew_dispatch | Master reference table for crew_dispatch. Referenced by crew_dispatch_id. | master_data | 43
distribution | operational_events | demand_response_event | Transactional record for demand response (DR) and load management curtailment events dispatched through the distribution network — peak shaving, direct load control, and DSM program activations targeting distribution-connected load. Captures DR event ID, event type (peak shaving/direct load control/voluntary curtailment/CPP activation), program name, triggering condition (system peak/grid emergency/price signal), event start timestamp, event end timestamp, target feeder or zone, target load reduction (kW), actual load reduction achieved (kW), number of customers notified, number of customers responding, curtailment compliance rate, and event outcome status. Scoped to the distribution-network dispatch and measurement perspective — DR program enrollment and customer participation records are owned by the customer domain; wholesale market DR bidding is owned by the market domain. Sourced from DERMS and Oracle CC&B/SAP IS-U DR program modules. | transactional_data | 37 | FERC Order 2222 / NERC / DSM Program Management
distribution | operational_events | der_dispatch | This association product represents the operational dispatch of Distributed Energy Resources (DER) in response to demand response events. It captures the participation of individual DER interconnections in specific DR events, including dispatch instructions, actual response performance, compliance measurement, and incentive settlement. Each record links one DER interconnection to one demand response event with attributes that exist only in the context of this dispatch relationship — response capacity committed, actual load reduction delivered, baseline calculation, compliance status, and financial settlement. This is the SSOT for DERMS dispatch operations and DR program settlement.. Existence Justification: In utility DERMS operations, a single DER interconnection (rooftop solar, battery storage, EV charger) participates in multiple demand response events over time — each summer peak event, grid emergency, or price-responsive curtailment dispatches the same DER asset. Conversely, a single demand response event dispatches hundreds or thousands of DER assets simultaneously across a feeder or zone. The business actively manages each dispatch as an operational transaction with performance measurement, compliance tracking, and financial settlement. | association_data | 15 | Internal - M:N Association
distribution | operational_events | distribution_outage_event | Transactional record for electric distribution outage events — unplanned or planned interruptions to customer electric service tracked through the OMS/DMS. Captures outage event ID, outage type (unplanned/planned/momentary), cause code (weather/equipment failure/animal/vegetation/etc.), affected feeder, affected transformer, estimated customers affected, actual customers affected, outage start timestamp, restoration timestamp, outage duration (minutes), crew dispatch reference, SAIDI contribution (minutes), SAIFI contribution (count), CAIDI calculation, IEEE 1366 exclusion flag, and restoration method. Primary source for SAIDI/SAIFI/CAIDI reliability index calculations reported to PUCs. Sourced from Schneider Electric AMS/GE PowerOn OMS. | transactional_data | 46 | IEEE 1366 / OMS Outage Event
distribution | operational_events | gas_leak_survey | Transactional record for PHMSA-mandated gas leak surveys and leak investigations on gas distribution mains, service laterals, and associated facilities. Captures survey ID, survey type (leak survey/leak investigation/follow-up), survey date, surveyor ID, pipeline segment surveyed (gas main reference), survey method (bar-hole/CGI/flame ionization), leak grade (Grade 1 hazardous/Grade 2 non-hazardous/Grade 3 non-hazardous), leak location (GPS), leak size estimate (MCF/day), repair priority, repair due date, repair completion date, and regulatory reporting status. SSOT for PHMSA 49 CFR Part 192 pipeline safety compliance and AGA leak survey reporting. | transactional_data | 42 | PHMSA 49 CFR Part 192 / AGA Gas Leak Survey
distribution | operational_events | load_profile | Transactional record capturing aggregated interval-level load measurements and demand readings at the feeder, substation, and service transformer level for distribution planning, capacity analysis, hosting capacity studies, and demand response program management. Captures load profile ID, measurement point (feeder/substation/transformer), measurement interval (15-min/30-min/60-min), timestamp, real power (kW), reactive power (kVAR), apparent power (kVA), power factor, peak demand (kW), load factor, temperature-adjusted demand, data source (SCADA/AMI aggregation), and data quality flag. Supports DER hosting capacity analysis by providing baseline load data for feeder-level solar/storage impact modeling. Represents aggregated network-level load data for distribution operations — distinct from raw SCADA telemetry points and AMI meter interval reads (owned by metering domain). Granularity is one record per measurement point per interval. Sourced from OSIsoft PI/GE Proficy SCADA historian. | transactional_data | 41 | OSIsoft PI / SCADA Load Data / IEEE 1159
distribution | operational_events | reliability_index | Periodic transactional record capturing computed SAIDI, SAIFI, and CAIDI reliability indices at the feeder, substation, and system level for regulatory reporting periods (monthly, annual). Captures index record ID, reporting period (month/year), reporting level (system/substation/feeder), associated feeder or substation reference (nullable based on reporting level), SAIDI value (minutes), SAIFI value (interruptions per customer), CAIDI value (minutes per interruption), MAIFI (momentary average interruption frequency), total customer-minutes interrupted, total customers served, IEEE 1366 major event day exclusion flag, excluded SAIDI, and PUC reporting status. SSOT for regulatory reliability performance reporting to state PUCs and NERC. Distinct from raw outage_event records — this is the aggregated index record. FK references to feeder or distribution_substation are nullable depending on reporting_level discriminator (system-level records have no parent entity FK). | transactional_data | 43 | IEEE 1366 / NERC / PUC Reliability Reporting
distribution | operational_events | service_point_dr_participation | This association product represents the operational participation record between a service point and a demand response event. It captures the enrollment status, notification delivery, customer response behavior, load curtailment performance, and incentive settlement for each service point's participation in each DR event. Each record links one service point to one demand response event with attributes that exist only in the context of this specific participation instance — including notification timestamps, baseline load calculations, actual curtailment achieved, compliance status, and earned incentives. This is the operational SSOT for DR program dispatch, customer response measurement, and settlement processing.. Existence Justification: In utility demand response operations, a service point (customer premise) can participate in multiple DR events over time, and each DR event dispatches to multiple service points simultaneously. The business actively manages each participation instance as an operational record — tracking notification delivery, measuring load curtailment performance against baseline, assessing compliance, and calculating incentive payments. This is not an analytical correlation; it is the operational transaction record for DR dispatch and settlement. | association_data | 14 | Internal - M:N Association
distribution | operational_events | switching_operation | Transactional record for distribution switching operations — planned or emergency switching actions performed on distribution network devices (reclosers, sectionalizers, switches, breakers) to isolate faults, restore service, reconfigure circuits, or enable planned maintenance. Captures switching operation ID, operation type (planned/emergency/restoration), switching order number, device operated (switch/recloser/sectionalizer/breaker), feeder affected, operation timestamp, operator ID, authorization reference, pre-switch configuration, post-switch configuration, customers affected, outage event association, tag/lockout status, safety clearance reference, and completion status. Sourced from Schneider Electric AMS/GE PowerOn DMS and SCADA. Supports OSHA lockout/tagout compliance and switching safety audit trails. | transactional_data | 38 | DMS Switching Order / NERC FAC
generation | asset_operations | dispatch_schedule | Day-ahead and real-time generation dispatch schedule for each generating unit, produced by the ABB/GE Energy Management System (EMS) in coordination with the RTO/ISO. Records schedule date, operating hour, scheduled MW output, economic dispatch MW, must-run flag, dispatch type (economic, reliability, emergency), fuel burn forecast (MMBTU), associated LMP node, RTO/ISO control area, and schedule version. Supports unit commitment optimization, fuel procurement planning, and RTO settlement reconciliation. Distinct from unit_output which captures actual generation — this product captures the planned/scheduled generation that drives commitment decisions. Sourced from ABB/GE EMS dispatch engine. | transactional_data | 39 | NERC MOD-025 / RTO Day-Ahead Market Schedule
generation | asset_operations | generating_unit | Individual generating unit (boiler-turbine set, nuclear reactor unit, wind turbine, solar inverter block, hydro unit) within a plant. Tracks unit name, unit type, prime mover code (ST, GT, IC, HY, PV, WT per EIA-860), fuel primary/secondary, installed capacity (MW), net summer capacity (MW), net winter capacity (MW), heat rate (BTU/kWh), minimum stable load (MW), ramp rate (MW/min), unit status (available, forced outage, planned outage, derated, retired), synchronization date, and NERC unit ID. Enables unit-level dispatch, heat rate optimization, and capacity reporting. Sourced from ABB/GE EMS and NERC GADS submissions. | master_data | 46 | EIA Form 860 / NERC GADS Unit Record
generation | asset_operations | generation_outage_event | Planned and forced outage records for generating units, aligned with NERC GADS (Generating Availability Data System) reporting requirements. Captures outage type (planned, forced, maintenance, extension, startup failure, shutdown), outage cause code (NERC GADS cause code), outage start timestamp, return-to-service timestamp, derated capacity (MW), equivalent forced outage rate (EFOR) contribution, responsible crew, outage notification to RTO/ISO, and regulatory reporting flag. Also covers unit startup and shutdown events that result in capacity unavailability. Supports NERC GADS submissions, generation reliability metrics (EFOR, EAF, capacity factor impact), and maintenance planning. Sourced from Oracle WAM / IBM Maximo work management and ABB/GE EMS. | transactional_data | 41 | NERC GADS Outage Record / IEEE 762
generation | asset_operations | plant | Master record for each power generation facility operated by the utility — fossil fuel (CT, CC, coal), nuclear, and renewable (solar, wind, hydro). Captures plant name, NERC plant code, fuel type, technology type (combined cycle, combustion turbine, steam, photovoltaic, wind turbine, hydro), ISO/RTO interconnection region, nameplate capacity (MW), commercial operation date, retirement date, FERC plant ID, state/county location, GIS coordinates, regulatory jurisdiction (PUC, FERC), plant status (operating, mothballed, retired, under construction), and ownership percentage. Serves as the SSOT for generation facility master data and the anchor entity for all generation domain products. Sourced from ABB/GE Energy Management System and SAP S/4HANA asset registry. | master_data | 44 | NERC Generating Unit Registration / FERC Form 860
generation | asset_operations | unit_output | Actual real-time and interval generation output telemetry for each generating unit, collected via OSIsoft PI / GE Proficy SCADA historian at sub-hourly intervals (typically 5-minute or 15-minute). Captures interval timestamp, gross generation (MWh), net generation (MWh), auxiliary load (MWh), reactive power (MVAR), frequency, voltage, capacity factor (%), heat rate actual (BTU/kWh), steam flow, and data quality flag. Serves as the SSOT for actual MWh production used in RTO settlement, RPS compliance, and plant performance benchmarking. Sourced from OSIsoft PI historian. | transactional_data | 30 | NERC GADS Performance Data / EIA Form 923
generation | fuel_management | fuel_consumption | Actual fuel consumed per generating unit per operating period, used for heat rate calculation, FAC cost recovery, and EPA emissions reporting. Records consumption date, fuel type, quantity consumed (MMBTU, MCF, tons, barrels), heat content (BTU/unit), cost per unit, total fuel cost ($), associated generation output (MWh), calculated heat rate (BTU/kWh), and emissions factors applied (CO2, SO2, NOx, CH4 lbs/MMBTU). Supports EIA Form 923 monthly fuel consumption reporting, EPA CEMS reconciliation, and IRP fuel cost modeling. Sourced from plant DCS/SCADA and SAP S/4HANA. | transactional_data | 38 | EIA Form 923 / EPA 40 CFR Part 75 CEMS
generation | fuel_management | fuel_contract | Fuel supply contract master records for coal, natural gas, nuclear fuel, and oil procurement agreements with fuel suppliers. Captures supplier name, fuel type, contract type (firm, interruptible, spot), contracted volume (tons/MCF/MMBTU per period), delivery point (plant-specific), pricing mechanism (fixed, index, cost-plus), contract start/end date, minimum take obligation, force majeure provisions, fuel quality specifications (BTU content, sulfur limit, ash limit), transportation arrangement (pipeline, rail, barge), and contract status. This product is the generation domains SSOT for fuel procurement terms — distinct from the supply domains general vendor contracts, which cover non-fuel materials and services. Supports FAC fuel cost recovery filings, fuel procurement planning, burn forecast modeling, and supply chain risk management. Sourced from SAP S/4HANA contract management. | master_data | 41 | FAC Fuel Procurement / EIA Form 923 Fuel Contract
generation | fuel_management | fuel_inventory | Fuel stock inventory records for thermal and nuclear generation facilities — coal tonnage, natural gas in storage (MCF/BCF), nuclear fuel assemblies (uranium enrichment batches), oil (barrels), and biomass. Tracks fuel type, storage location (coal pile, tank farm, gas holder), quantity on hand, unit of measure, inventory date, minimum operating reserve level, maximum storage capacity, fuel quality parameters (BTU content, sulfur content, ash content, moisture content), days of burn remaining at current consumption rate, and supplier contract reference. Supports fuel procurement planning, FAC (Fuel Adjustment Clause) cost tracking, burn forecast modeling, and environmental compliance (GHG, SO2, NOx). Sourced from SAP S/4HANA materials management and plant fuel management systems. | transactional_data | 37 | EIA Form 923 Fuel Receipts / FAC Fuel Tracking
generation | regulatory_compliance | capacity_resource | Capacity resource registration and accreditation records for each generating unit participating in RTO/ISO capacity markets (e.g., PJM Capacity Performance, MISO Planning Resource Auction, SPP, CAISO RA). Captures resource ID, accredited capacity (MW), unforced capacity (UCAP), installed capacity (ICAP), capacity zone, performance obligation (MW), capacity market product type (base capacity, capacity performance, must-offer), accreditation period (planning year), RTO/ISO registration status, capacity auction clearing price ($/MW-day), non-performance charge rate, and bonus payment eligibility. Supports IRP capacity planning, RTO capacity market revenue tracking, capacity performance penalty/bonus accounting, and FERC Order 841 compliance. Sourced from ABB/GE EMS and RTO market portals. | master_data | 39 | NERC MOD-025 / RTO Capacity Market Registration
generation | regulatory_compliance | emissions_record | Continuous emissions monitoring (CEMS) and calculated emissions data per generating unit per reporting period, required for EPA compliance under Clean Air Act Title IV and Title V. Captures pollutant type (CO2, SO2, NOx, Hg, PM2.5, CH4), measurement method (CEMS, fuel-factor, mass balance), hourly/daily/monthly emission quantity (tons), emission rate (lbs/MMBTU), allowance consumption, CEMS monitor status, data substitution flag, and EPA ECMPS submission status. Supports EPA ECMPS reporting, GHG inventory, RPS compliance, and carbon accounting. Sourced from plant CEMS and OSIsoft PI. | transactional_data | 43 | EPA 40 CFR Part 75 / EPA ECMPS / NERC CIP
generation | regulatory_compliance | environmental_permit | Master record for environmental permits and compliance authorizations held by each generation facility — Title V air operating permits, NPDES water discharge permits (including 316(b) cooling water intake structure requirements), state air quality construction permits, PSD (Prevention of Significant Deterioration) permits, and hazardous waste permits. Captures permit type, issuing agency (EPA, state DEQ), permit number, issuance date, expiration date, renewal date, permitted emission limits (tons/year by pollutant), permitted water discharge limits (temperature, flow, chemical concentrations), cooling water intake flow limits (316(b)), compliance status, permit conditions/stipulations, and associated generating units. Supports environmental compliance tracking, permit renewal management, and regulatory audit readiness. Distinct from emissions_record which captures actual measured emissions — this product captures the permitted limits and regulatory authorizations. Sourced from state DEQ permit databases and internal environmental compliance systems. | master_data | 46
metering | asset_registry | ami_endpoint | Master record for each AMI communication endpoint (smart meter head-end registration) within the Advanced Metering Infrastructure network. Captures endpoint EUI/MAC address, communication module serial, head-end system identifier, network type (RF mesh / PLC / cellular), firmware version, signal strength baseline, last successful communication timestamp, communication status, and assigned collector/concentrator node. Distinct from the physical meter record — one meter may have one endpoint; this entity tracks the network-layer identity managed by the AMI head-end system (Itron Analytics / Oracle Utilities MDMS). | master_data | 33 | Itron Analytics AMI Head-End / Oracle Utilities MDMS Endpoint Registry
metering | asset_registry | meter | Master record for every physical meter asset deployed across the AMI/AMR network — electric and gas. Captures meter serial number, manufacturer, model, meter type (AMI/AMR/electromechanical), fuel type (electric/gas), form factor, voltage class, current rating, multiplier, number of dials, communication module type (RF/PLC/cellular), firmware version, ownership (utility-owned vs customer-owned), installation status, and lifecycle state. Serves as the SSOT for meter inventory within the metering domain, sourced from Oracle Utilities MDMS / Itron Analytics and cross-referenced with the enterprise asset register in the asset domain. | master_data | 44 | Oracle Utilities MDMS Meter Master / Itron Analytics Device Registry
metering | asset_registry | meter_channel | Master record defining each measurement channel configured on a meter — the fundamental unit of metered data collection. Each channel represents a distinct quantity being measured (e.g., delivered kWh, received kWh, reactive kVAR, demand kW, gas MCF). Captures meter identifier, channel number, channel type (energy/demand/reactive/power-factor/voltage/current), direction (delivered/received/net), unit of measure (kWh/kW/kVAR/MCF/Therm), multiplier (CT/PT ratio applied to this channel), demand interval length (for demand channels), pulse weight, register multiplier, cumulative vs interval collection mode, TOU applicability flag, and active status. Serves as the master reference for interval_read and register_read records, ensuring each read can be traced to a defined measurement channel with known UOM and scaling. Essential for net energy metering (NEM) where delivered and received channels must be tracked separately. Managed within Oracle Utilities MDMS / Itron Analytics device configuration. | master_data | 41
metering | asset_registry | meter_configuration | Master record capturing the active and historical programmed configurations of a meter as deployed in the field — distinct from the physical meter asset record and versioned over time as configurations change. Stores meter identifier, configuration effective date, configuration end date, number of channels, multiplier (CT/PT ratio), demand interval length (minutes), demand reset day, TOU schedule programmed into the meter, loss compensation factor, transformer-loss-corrected flag, net metering export channel flag, and configuration version. Note: individual channel definitions (type, UOM, direction, multiplier per channel) are owned by the meter_channel entity — this entity captures the meter-level configuration envelope and versioning. Each configuration change (e.g., adding NEM export channel, changing TOU schedule) creates a new version. Critical for ensuring MDMS reads are correctly scaled and interpreted for billing — the active configuration at the time of a read determines how raw pulse counts translate to engineering units. Managed within Oracle Utilities MDMS / Itron Analytics device configuration module. | master_data | 33 | Oracle Utilities MDMS Device Configuration / ANSI C12.19 Configuration Tables
metering | asset_registry | meter_premise | Authoritative association record linking a meter to a service premise (service point / delivery point) for a defined effective date range. Tracks meter-to-premise installation date, removal date, meter position (main/sub/check), seal number, initial and final register reads at install/removal, and the technician work order reference. Supports move-in/move-out workflows and ensures billing domain can resolve which meter served a premise during any billing period. Sourced from Oracle Utilities MDMS and Oracle CC&B / SAP IS-U service point records. | master_data | 37 | Oracle Utilities MDMS Service Point / CC&B Meter Configuration
metering | asset_registry | read_cycle | Master reference entity defining scheduled meter reading cycles used to organize meter reads for billing and data collection. Captures cycle code, cycle name, read frequency (monthly/bi-monthly/daily/on-demand), scheduled read day-of-month, billing cycle alignment, geographic route grouping, AMI collection window start/end times, and active status. Drives the scheduling of both AMI automated collection jobs and manual meter reading routes. Referenced by register_read and interval_read to associate reads with their originating cycle. Managed within Oracle Utilities MDMS and Oracle CC&B / SAP IS-U. | reference_data | 30 | Oracle CC&B / SAP IS-U Read Cycle Configuration
metering | asset_registry | tou_schedule | Master reference table for tou_schedule. Referenced by tou_schedule_id. | master_data | 34
metering | asset_registry | vee_rule_set | Master reference table for vee_rule_set. Referenced by vee_rule_set_id. | master_data | 35
metering | consumption_operations | daily_usage_summary | Derived daily-level consumption summary aggregated from validated interval reads for each meter, providing a billing-ready and analytics-ready daily kWh, MCF, or Therm total per meter per day. This is a computed/derived entity — not a source-of-truth transactional record — generated by the MDMS daily aggregation process. Captures meter identifier, summary date, total consumption value, unit of measure, peak demand kW (for demand-metered accounts), on-peak/off-peak/super-off-peak consumption buckets (for TOU meters), data completeness percentage (ratio of valid intervals to expected intervals), and summary generation timestamp. Serves as the primary feed to the billing domain for monthly bill calculation and to the demand response domain for baseline computation. Sourced from Oracle Utilities MDMS daily aggregation process. | transactional_data | 45 | Oracle Utilities MDMS Daily Usage Profile / Itron Analytics Daily Aggregation
metering | consumption_operations | interval_read | High-volume transactional table storing raw and validated interval energy consumption readings collected from AMI/AMR meters. Each record represents one interval period (typically 15-min or 60-min) for one meter channel, capturing: meter identifier, channel number, read timestamp (interval start/end), interval duration in minutes, raw kWh or MCF value, demand kW value (where applicable), read quality code (actual/estimated/substituted), VEE status flag, data source (AMI head-end / manual / estimated), and collection timestamp. This is the foundational dataset for billing interval data, TOU rate application, demand response baselines, and load research. Sourced from Oracle Utilities MDMS / Itron Analytics. | transactional_data | 41 | Oracle Utilities MDMS Interval Data / ANSI C12.19 Interval Data Table
metering | consumption_operations | meter_event | Transactional log of operational events and alarms reported by AMI smart meters and endpoints to the head-end system. Captures event type (tamper/outage/restoration/power-quality/low-battery/reverse-flow/tilt/cover-removal/communication-loss), event timestamp, meter identifier, endpoint identifier, event severity, raw event code from the device, acknowledgment status, and downstream notification flag (e.g., forwarded to OMS for outage correlation). Supports outage detection, theft/tamper investigation, power quality monitoring, and field crew dispatch. Sourced from Itron Analytics / Oracle Utilities MDMS event stream. | transactional_data | 36 | Itron Analytics Meter Event Log / Oracle Utilities MDMS Device Events
metering | consumption_operations | meter_program_enrollment | Transactional record tracking a meter's enrollment in utility programs that require metering configuration changes or special data collection — including TOU (Time-of-Use), CPP (Critical Peak Pricing), NEM (Net Energy Metering), DR (Demand Response), EV charging programs, and EE (Energy Efficiency) interval monitoring programs. Captures meter identifier, program code, enrollment effective date, end date, program-specific meter configuration requirements (e.g., TOU rate schedule, demand threshold, export channel activation), enrollment status, and the triggering customer account reference. This entity owns the metering-domain impact of program enrollment — the meter configuration changes, channel activations, and data collection requirements. Customer-level program participation and billing rate application are owned by the customer and billing domains respectively. Managed within Oracle Utilities MDMS and coordinated with Oracle CC&B / SAP IS-U. | transactional_data | 36 | Oracle CC&B / SAP IS-U Rate Schedule Enrollment / MDMS Program Configuration
metering | consumption_operations | meter_test | Transactional record of accuracy and performance tests conducted on meters — both in-field and in-laboratory settings. Captures test type (in-service/shop/acceptance/complaint-driven), test date, test location (field/lab), meter identifier, test standard applied (ANSI C12.20 accuracy class for North American deployments; IEC 62052-11/62053-series for international compliance), test result (pass/fail/adjusted), percentage error at full load and light load, power factor test result, demand register accuracy, as-found and as-left accuracy readings, technician identifier, and corrective action taken (adjusted/replaced/condemned). Supports regulatory accuracy compliance reporting to PUCs (state commissions) and drives meter replacement decisions. Sourced from Oracle WAM / IBM Maximo meter test records. | transactional_data | 36 | ANSI C12.20 Meter Accuracy Standard / Oracle WAM Meter Test Module
metering | consumption_operations | register_read | Transactional record of scalar (cumulative) meter register reads captured at scheduled read cycles or on-demand. Stores meter identifier, register number, read date, read time, read type (scheduled/on-demand/move-in/move-out/special), read method (AMR/AMI/manual/estimated), raw register value, unit of measure (kWh/MCF/Therm/kW), multiplier-applied consumption value, previous read value, consumption delta, and read quality indicator. Feeds billing domain for non-interval rate schedules and serves as the fallback read source when interval data is unavailable. Sourced from Oracle Utilities MDMS and Oracle CC&B / SAP IS-U. | transactional_data | 34 | Oracle Utilities MDMS Register Read / ANSI C12.19 Register Data
metering | consumption_operations | remote_service_action | Transactional record of remote connect/disconnect and load control commands issued to AMI-capable meters via the head-end system. Captures action type (connect/disconnect/load-limit/ping/on-demand-read/firmware-update), initiating system (CIS/billing/field-ops), command timestamp, execution timestamp, result status (success/failed/pending/timeout), failure reason code, meter identifier, endpoint identifier, authorized user or automated process reference, and regulatory compliance flag (e.g., disconnection moratorium override). Supports billing collections workflows, safety disconnections, and demand response load control. Sourced from Itron Analytics / Oracle Utilities MDMS remote command log. | transactional_data | 43 | Itron Analytics Remote Connect/Disconnect / Oracle Utilities MDMS Command Log
metering | consumption_operations | vee_event | Transactional record capturing each Validation, Estimation, and Editing (VEE) action applied to interval or register read data within the MDMS. Records the affected meter, read period, VEE rule triggered (spike/dropout/missing/negative/sum-check), original raw value, corrected/estimated value, estimation algorithm used (regression/weather-normalized/profile-based), VEE status (validated/estimated/edited/rejected), analyst override flag, override justification, and processing timestamp. Provides the full audit trail for read quality assurance required for regulatory billing accuracy compliance and MDMS data governance. Sourced from Oracle Utilities MDMS / Itron Analytics VEE engine. | transactional_data | 40 | Oracle Utilities MDMS VEE Engine / Itron Analytics Data Quality
supply | inventory_operations | goods_issue | Transactional record capturing the physical issuance and consumption of materials from inventory stock against a work order, CAPEX project, cost center, or material reservation. Records goods issue document number, posting date, material reference (linked to material_master), issuing storage location (linked to warehouse), reservation reference (linked to material_reservation), receiving cost object (work order, WBS element, cost center, or asset number), issued quantity, unit of measure, movement type (261 goods issue for order, 262 reversal of goods issue, 201 goods issue for cost center, 281 goods issue for network/project), batch/lot number for traceable materials, issuing warehouse clerk, and SAP material document number. Triggers inventory stock position reduction and drives actual material cost posting to work orders and CAPEX projects. Critical for closing the inventory movement lifecycle (goods_receipt IN → material_reservation COMMIT → goods_issue OUT), supporting three-way match completion, work order costing, storm restoration material consumption tracking, and FERC/PUC cost reporting for rate case filings. | master_data | 42
supply | inventory_operations | goods_receipt | Transactional record capturing the physical receipt of materials and equipment at a utility warehouse, storeroom, or project site against a purchase order. Records GR document number, posting date, PO reference, PO line item reference, delivery note number, vendor packing slip reference, received quantity, unit of measure, receiving storage location (linked to warehouse), movement type (101 standard receipt to unrestricted stock, 103 GR to blocked/quality inspection stock, 105 release from quality inspection), quality inspection required flag, inspection outcome (accepted, rejected, partially accepted), batch/lot number for traceable materials, and receiving plant. Triggers inventory stock position update and initiates the three-way match process (PO–GR–invoice) in SAP S/4HANA. Critical for CAPEX project material tracking, storm restoration supply chain verification, and inventory valuation posting. | transactional_data | 39 | SAP S/4HANA Goods Receipt (MKPF/MSEG, Movement Type 101)
supply | inventory_operations | inventory_stock | Real-time and period-end inventory stock position for materials held at utility warehouses, field storerooms, and generation plant stores. Tracks material reference (linked to material_master), storage location (linked to warehouse), unrestricted stock quantity, quality inspection stock, blocked stock, in-transit stock, reserved quantity (backed by material_reservation transactions), issued quantity (backed by goods_issue transactions), consignment stock, reorder point breach flag, safety stock breach flag, last physical inventory count date, and inventory valuation amount at standard or moving average cost. Supports O&M spare parts availability, storm restoration pre-positioning, CAPEX project material staging, and year-end physical inventory reconciliation. Sourced from SAP S/4HANA MM inventory management (MARD/MSKU/MBEW). Stock position is updated by goods_receipt (increase), goods_issue (decrease), stock_transfer (rebalance), and material_reservation (commitment). | master_data | 37 | SAP S/4HANA Inventory Management (MARD/MSKU)
supply | inventory_operations | material_master | Enterprise catalog of all procurable materials, equipment, and spare parts used across generation, T&D, and gas infrastructure operations. Captures material number, description, material group, unit of measure, hazardous material classification, UNSPSC commodity code, lead time, reorder point, safety stock level, standard cost, and storage class. Aligned with SAP MM material master (MARA/MARC) and supports CAPEX project BOM management and storm restoration kitting. Distinct from the asset domain's physical asset records — this is the catalog definition, not the installed asset instance. | master_data | 41 | SAP S/4HANA Material Master (MARA/MARC/MARD)
supply | inventory_operations | material_reservation | Transactional record reserving specific materials from inventory stock against a planned work order, CAPEX project WBS element, or maintenance activity. Captures reservation number, material number, required quantity, reserved quantity, movement type (261 goods issue for order), requesting cost center or WBS element, requirement date, reservation status (open, partially issued, fully issued, cancelled), issuing storage location, and SAP reservation document number. Ensures material availability planning for planned maintenance outages, T&D construction projects, and storm restoration pre-staging. Drives the reserved quantity in inventory_stock and prevents over-commitment of critical spare parts. | master_data | 40
supply | inventory_operations | stock_transfer | Transactional record for inter-plant and inter-warehouse material movements within the utility's supply network. Covers transfers between central warehouse and field storerooms, storm restoration emergency stock pre-positioning and deployment, generation plant consumable replenishment, and mutual aid material loans to/from neighboring utilities during major events. Captures transfer order number, sending warehouse (FK to warehouse), receiving warehouse (FK to warehouse), material reference (FK to material_master), transfer quantity, unit of measure, movement type (301 plant-to-plant transfer, 311 storage-location-to-storage-location transfer, 303 plant-to-plant in two steps), transport mode (company truck, common carrier, emergency helicopter), carrier name, requested transfer date, actual shipment date, actual receipt date, completion status (open, in-transit, received, cancelled), and mutual aid tracking reference for inter-utility loans. Enables real-time visibility into material logistics across the utility service territory and supports FEMA reimbursement documentation for storm restoration material movements. | transactional_data | 42 | SAP S/4HANA Stock Transfer Order (Movement Type 301/351)
supply | inventory_operations | warehouse | Master record for all utility warehouse facilities, field storerooms, and generation plant stores used for material storage and distribution. Captures warehouse number, warehouse name, facility type (central warehouse, field storeroom, generation plant store, mobile storm unit), physical address, GIS coordinates, storage capacity (sq ft, pallet positions), climate control capability, hazmat storage certification, responsible plant code, and operational status. Supports logistics planning for T&D equipment staging and storm restoration pre-positioning. | master_data | 43 | SAP S/4HANA Warehouse Management (T001L storage location)
supply | procurement_transactions | fuel_delivery | Transactional record capturing physical delivery of generation fuel (natural gas, coal, oil, nuclear fuel) to generation plant sites. Records delivery ticket number, fuel type, delivery date and time, delivered quantity (MCF for gas, tons for coal, barrels for oil), unit of measure, BTU content or heat rate, delivery point (plant and tank/pipeline tie-in), carrier/transporter, contract reference, and quality certificate number. Supports fuel inventory management, heat rate calculations, and FAC (Fuel Adjustment Clause) regulatory reporting. | transactional_data | 43 | FERC Form 423 / EIA-923 Fuel Receipt and Cost
supply | procurement_transactions | po_line_item | Individual line-item detail within a purchase order, representing a specific material, equipment item, or service quantity and price. Captures line number, material reference (linked to material_master for stock items), ordered quantity, unit of measure, unit price, net value, delivery schedule date, account assignment category (cost center for OPEX, WBS element for CAPEX, asset number for direct capitalization), goods receipt indicator, and service entry sheet flag for service POs. Enables granular tracking of multi-line POs for T&D equipment procurement, generation fuel orders, and O&M supply requisitions. Supports three-way match at line level and CAPEX/OPEX cost allocation. | transactional_data | 35 | SAP S/4HANA PO Item (EKPO)
supply | procurement_transactions | purchase_order | Authoritative transactional record for all purchase orders issued to vendors for materials, equipment, fuel, and services. Captures PO number, PO type (standard, blanket, framework, service), vendor reference, plant/delivery location, requested delivery date, total PO value, currency, payment terms, incoterms, approval status, SAP S/4HANA document number, and associated cost object (WBS element for CAPEX, cost center for OPEX). Supports procurement-to-pay cycle from requisition through goods receipt and invoice verification. | transactional_data | 42 | SAP S/4HANA Purchase Order (EKKO/EKPO)
supply | procurement_transactions | purchase_requisition | Internal request document initiating the procurement process for materials, equipment, or services before a purchase order is issued. Captures requisition number, requisition type (standard material, service, fuel, emergency/storm), requested material reference (linked to material_master for cataloged items) or free-text description for non-catalog items, quantity, unit of measure, required delivery date, estimated unit price and total value, requesting cost center (OPEX) or WBS element (CAPEX), approval workflow status (created, pending approval, approved, rejected, converted to PO), assigned buyer/purchasing group, priority indicator (normal, urgent, emergency), and conversion-to-PO reference. Supports the procure-to-pay process from demand identification through PO creation in SAP S/4HANA. Originated by field operations, maintenance planners, project managers, and generation plant staff. | transactional_data | 32 | SAP S/4HANA Purchase Requisition (EBAN)
supply | vendor_management | procurement_contract | Master record for long-term supply agreements, blanket purchase agreements, fuel supply contracts, and framework contracts with vendors. Captures contract number, contract type (quantity contract, value contract, fuel PPA, service agreement), validity period, total contract value, minimum/maximum quantity commitments, price escalation clauses, fuel index linkage (e.g., Henry Hub for gas), renewal terms, and SAP outline agreement document number. Distinct from regulatory contracts (owned by regulatory domain) and customer service agreements (owned by customer domain). | master_data | 36 | SAP S/4HANA Outline Agreement (EKKO contract type)
supply | vendor_management | vendor | Master record for all vendors, suppliers, and contractors engaged by the utility for procurement of materials, equipment, fuel, and services. Captures vendor identity, classification (material supplier, fuel supplier, T&D contractor, generation services, professional services, IT vendor), tax identifiers (EIN/TIN), remittance addresses, payment terms (Net 30/45/60), preferred currency, bank details for EFT, diversity classification (MBE/WBE/SBE/SDVOB), OSHA safety rating (EMR), insurance certificate status and expiration, bonding capacity, prequalification status, and SAP S/4HANA vendor master number (LFA1). Serves as the SSOT for vendor identity across procurement-to-pay workflows, contractor safety management, and supplier diversity reporting. | master_data | 39 | SAP S/4HANA Vendor Master (LFA1/LFB1)
supply | vendor_management | vendor_invoice | Transactional record for vendor invoices received for materials, equipment, fuel, and services procured by the utility. Captures invoice number, vendor reference, invoice date, posting date, gross invoice amount, tax amount, currency, payment due date, three-way match status (PO–GR–invoice), payment block reason, and SAP FI document number. Drives accounts payable processing and supports CAPEX/OPEX cost allocation. Distinct from customer-facing invoices owned by the billing domain. | transactional_data | 43 | SAP S/4HANA Logistics Invoice Verification (RBKP/RSEG)
supply | vendor_management | vendor_performance | Periodic evaluation record tracking vendor and contractor performance against delivery, quality, safety, and compliance KPIs over a defined assessment period. Captures evaluation period (quarterly, annual, or per-project), vendor reference, evaluating buyer or contract manager, on-time delivery rate, material rejection rate, invoice accuracy rate, OSHA recordable incident rate and Experience Modification Rate (EMR) for contractor field crews, safety compliance score, environmental compliance incidents, diversity spend percentage, overall weighted performance rating (1-5 scale with configurable weighting: 30% delivery, 25% quality, 25% safety, 10% invoice accuracy, 10% diversity), corrective action plan status, and preferred vendor list eligibility flag. Supports vendor qualification decisions, contract renewal negotiations, bid evaluation scoring, and supplier diversity program reporting. Evaluated quarterly for strategic suppliers and per-project for major T&D construction and generation outage contractors. Distinct from vendor master (which captures static identity and classification) — this product captures time-series performance measurement. | transactional_data | 41 | SAP S/4HANA Vendor Evaluation (ME61/ME6B)
transmission | asset_infrastructure | bus | Master reference table for bus. Referenced by from_bus_id. | master_data | 33
transmission | asset_infrastructure | grid_topology | Represents versioned snapshots of the logical network topology model of the bulk electric system — the bus-branch or node-breaker connectivity model that defines how transmission elements (lines, transformers, buses, breakers, switches) are electrically interconnected. Each record captures a single topology model version with effective date/time, network island identifier, base case flag, contingency scenario reference (N-1/N-2/N-k), EMS/SCADA model synchronization status, state estimator solution status (converged/diverged), and model change reason (switching operation, new construction, seasonal configuration). Topology versions are created when switching operations, construction activities, or seasonal reconfigurations alter the electrical connectivity. Used for real-time state estimation, power flow studies, contingency analysis, and outage coordination. SSOT for the logical electrical connectivity model of the transmission network. Source system: ABB/GE Energy Management System (EMS), PSS/E or PSLF study models. | master_data | 41 | IEC CIM Network Topology / NERC MOD Standards
transmission | asset_infrastructure | line | Master record for high-voltage bulk electric system (BES) transmission lines owned and operated by the utility. Captures line identifier, voltage class (kV), circuit configuration (single/double), conductor type, rated thermal capacity (MVA), line length (miles), in-service date, NERC BES classification, FERC jurisdiction flag, RTO/ISO region, GIS route reference, operating status, and ownership percentage. Serves as the SSOT for transmission line infrastructure identity and physical characteristics. Source system: ESRI ArcGIS and Oracle WAM/IBM Maximo. | master_data | 49 | NERC BES Transmission Line
transmission | asset_infrastructure | nerc_cip_asset | Master record for NERC CIP (Critical Infrastructure Protection) regulated BES cyber systems and associated cyber assets at transmission facilities. Each record represents a distinct BES cyber system (e.g., EMS, SCADA RTU, relay communication processor) within a CIP-regulated substation or control center. Captures asset ID, associated substation or control center, BES cyber system identifier, impact rating (high/medium/low per CIP-002-5.1a), applicable CIP standard requirements (CIP-002 through CIP-014), electronic security perimeter (ESP) membership, physical security perimeter (PSP) membership, responsible entity, last vulnerability assessment date, last CIP audit date, evidence artifact reference, compliance status, remediation plan reference, and next assessment due date. SSOT for NERC CIP asset inventory within the transmission domain — critical for CIP-002 categorization, CIP-005 ESP management, CIP-010 configuration management, and CIP-014 physical security assessments. Source system: NERC CIP compliance management systems (e.g., RSA Archer, ServiceNow GRC). | master_data | 36 | NERC CIP-002 BES Cyber System Categorization
transmission | asset_infrastructure | protection_system | Master record for protective relay systems and protection schemes installed on BES transmission elements (lines, transformers, buses). Captures protection system ID, associated transmission element, relay type (distance/differential/overcurrent/pilot), relay manufacturer and model, CT/PT ratios, protection zone, trip settings, coordination study reference, firmware version, last calibration date, NERC PRC compliance status, and operational status. Required for NERC PRC (Protection and Control) standard compliance, fault analysis, and misoperation tracking. Source system: SEL/GE/ABB relay management systems, Oracle WAM/IBM Maximo. | master_data | 44
transmission | asset_infrastructure | transformer | Master record for bulk transmission power transformers and autotransformers installed at BES substations. Captures transformer nameplate data (MVA rating, HV/LV/TV kV, impedance %), manufacturer, serial number, installation date, cooling class (ONAN/ONAF/OFAF), tap changer type (LTC/fixed), dissolved gas analysis (DGA) baseline, NERC CIP asset classification, and current operational status. Distinct from distribution transformers owned by the distribution domain. Source system: Oracle WAM/IBM Maximo. | master_data | 47 | IEC CIM PowerTransformer
transmission | asset_infrastructure | transmission_substation | Master record for transmission substations including switching stations and transformer banks at the bulk electric system level. Captures substation name, NERC node ID, voltage levels served (kV high/low), substation type (switching, step-down, converter), installed transformer capacity (MVA), bus configuration, SCADA point reference, GIS coordinates, NERC CIP classification (high/medium/low impact), in-service date, and operating status. SSOT for substation identity across the transmission network. Source system: ESRI ArcGIS, OSIsoft PI/GE Proficy, ABB/GE EMS. | master_data | 45 | NERC BES Substation / IEC CIM Substation
transmission | operational_coordination | balancing_authority | Master reference table for balancing_authority. Referenced by counterparty_ba_id. | master_data | 38
transmission | operational_coordination | congestion_event | Records transmission congestion events on the BES — instances where physical or economic constraints limit power flow on a transmission path, flowgate, or monitored element. Each record represents a single binding or near-binding constraint event. Captures event ID, constrained element reference (line/transformer/flowgate), constraint type (thermal/voltage/stability/contractual), start/end datetime, duration (hours), binding constraint flag, shadow price ($/MWh), congestion cost ($), curtailed MW, TLR level (if applicable), RTO/ISO constraint name, associated LMP congestion component reference, and resolution action taken (redispatch/TLR/switching/load shed). Used for congestion cost tracking, FTR/ARR hedging analysis, transmission upgrade economic justification, and NERC TPL compliance. Source system: ABB/GE EMS, RTO/ISO constraint and LMP data feeds. | transactional_data | 40 | NERC TPL / RTO ISO Congestion Management
transmission | operational_coordination | constrained_element | Master reference table for constrained_element. Referenced by constrained_element_id. | master_data | 35
transmission | operational_coordination | contingency_scenario | Master reference table for contingency_scenario. Referenced by contingency_scenario_id. | master_data | 34
transmission | operational_coordination | control_area | Master reference table for control_area. Referenced by control_area_id. | master_data | 41
transmission | operational_coordination | control_center | Master reference table for control_center. Referenced by control_center_id. | master_data | 39
transmission | operational_coordination | crew | Master reference table for crew. Referenced by executing_crew_id. | master_data | 38
transmission | operational_coordination | flowgate | Master reference table for flowgate. Referenced by flowgate_id. | master_data | 33
transmission | operational_coordination | interchange_schedule | Records energy interchange schedules between the utility's balancing authority area and RTO/ISO markets or neighboring balancing authorities. Each record represents a single scheduled interchange for a specific hourly or sub-hourly time interval. Captures schedule ID, counterparty BA identifier, RTO/ISO name, schedule type (import/export/wheel-through/dynamic transfer), energy amount (MW), ramp rate (MW/min), start/end datetime, e-Tag reference number, NERC e-Tag ID, curtailment flag, curtailment priority, checkout status (confirmed/denied/pending), and settlement status. Supports day-ahead market (DAM), real-time market (RTM), and bilateral transaction scheduling. Critical for NERC BAL-006 (Inadvertent Interchange) compliance, NERC INT standards (INT-004, INT-006, INT-009, INT-010), and FERC EQR (Electric Quarterly Report) reporting. Source system: ABB/GE EMS, NERC e-Tag system (OATI webTrans), RTO scheduling portals. | transactional_data | 40 | NERC e-Tag / FERC EQR Interchange Schedule
transmission | operational_coordination | interconnection_request | Manages generator and large-load interconnection requests submitted under FERC Order 2003/2006 (LGIP/SGIP) processes. Captures request ID, applicant entity, project type (generation/load), technology type (thermal/wind/solar/storage), requested capacity (MW), proposed point of interconnection (POI), queue position, study phase (feasibility/system impact/facilities), estimated upgrade cost ($), commercial operation date (COD) target, and request status. SSOT for interconnection queue management. Source system: Transmission planning and interconnection management systems. | transactional_data | 44 | FERC Order 2003 LGIP / FERC Order 2006 SGIP
transmission | operational_coordination | operator | Master reference table for operator. Referenced by authorizing_operator_id. | master_data | 34
transmission | operational_coordination | outage | Records planned, forced, and maintenance outages of BES transmission elements (lines, transformers, substations, buses, switching equipment) for maintenance, construction, emergency restoration, or third-party accommodation. Captures outage ID, element type and ID, outage type (planned/forced/maintenance), outage cause (weather/equipment failure/human error/vegetation), start/end datetime, outage duration (hours), MW load impact, affected customers count, NERC outage cause code, RTO/ISO notification reference, NERC TADS reporting flag, associated switching order reference, crew assignment, and restoration status. Feeds NERC TADS (Transmission Availability Data System) reporting, SAIDI/SAIFI reliability metrics, and RTO/ISO outage coordination. Source system: Schneider/GE OMS, Oracle WAM/IBM Maximo, ABB/GE EMS. | transactional_data | 38 | NERC TADS (Transmission Availability Data System)
transmission | operational_coordination | service_request | Tracks requests for transmission service under the OATT — including point-to-point (PTP) and network integration transmission service (NITS) requests from eligible customers and third parties. Captures request ID, service type (firm/non-firm, PTP/NITS), requesting entity, point of receipt, point of delivery, requested capacity (MW), requested start/end date, OASIS queue number, feasibility study status, system impact study status, facilities study status, and service agreement reference. Required for FERC OATT compliance. Source system: OASIS portal, internal transmission planning systems. | transactional_data | 43 | FERC OATT Transmission Service Request / OASIS
transmission | operational_coordination | switching_order | Records switching orders (also called clearance orders or tagout orders) that authorize the opening/closing of breakers, disconnects, and switches on the BES to isolate or energize transmission elements. Captures order ID, requesting operator, authorizing operator, associated transmission element(s), switching sequence steps, clearance tag references, safety ground placement, planned start/end datetime, actual execution datetime, order status (draft/approved/in-progress/completed/cancelled), associated outage reference, and NERC IRO compliance flag. SSOT for all switching operations on the transmission system — the primary daily operational workflow for transmission dispatchers and field crews. Source system: ABB/GE EMS, Schneider/GE OMS. | master_data | 45
transmission | operational_coordination | tariff_rate | Reference master for FERC-approved transmission tariff rates and rate schedules applicable under the OATT. Captures rate schedule ID, rate type (network/point-to-point/ancillary service), service class (firm/non-firm), rate zone, demand charge ($/kW-month), energy charge ($/MWh), ancillary service component rates, FERC docket reference, effective date, expiration date, and PUC/FERC approval status. Used for transmission service billing and OATT compliance. Source system: SAP IS-U/Oracle CC&B, FERC eTariff. | reference_data | 40 | FERC OATT Rate Schedule
transmission | operational_coordination | transfer_capability | Tracks available transfer capability (ATC), total transfer capability (TTC), transmission reliability margin (TRM), and capacity benefit margin (CBM) for transmission paths and flowgates on the BES. Each record represents a single ATC calculation for a specific path/flowgate, direction, and time horizon. Captures path/flowgate identifier, direction (forward/reverse), TTC (MW), TRM (MW), CBM (MW), ATC (MW) calculated per NERC MOD-028/029/030 methodology, posted date/time, study horizon (hourly/daily/weekly/monthly), OATT OASIS posting reference, and recalculation trigger (topology change/schedule update/TLR event). ATC = TTC - TRM - CBM - existing commitments - pending commitments. Required for FERC OATT compliance, OASIS posting obligations under 18 CFR §37, and NERC MOD standard compliance. Source system: ABB/GE EMS, OASIS portal, internal ATC calculation engine. | transactional_data | 42 | FERC OATT ATC/TTC/TRM
workforce | workforce_core | department | Master reference table for department. Referenced by department_id. | master_data | 31
workforce | workforce_core | employee | Master reference table for employee. Referenced by contract_owner_employee_id. | master_data | 38
billing | account_settlement | collections_action | Master reference table for collections_action. Referenced by associated_collections_action_id. | master_data | 36
billing | account_settlement | collections_case | Operational record tracking the full collections lifecycle for a delinquent customer account — from initial past-due notice through final write-off or debt recovery. Captures collections stage (dunning notice, disconnect warning, field disconnect order, collections agency referral, write-off, bankruptcy), days past due, past-due amount, collections action dates, assigned collections agent or agency, and resolution outcome. Integrates with Oracle CC&B / SAP IS-U collections process and SAP S/4HANA for bad debt accounting. SSOT for all collections activity against customer accounts. | transactional_data | 44 | Collections Case / Dunning Process (Oracle CC&B Debt Class / SAP IS-U Dunning Procedure)
billing | account_settlement | credit_adjustment | Financial adjustment record applied to a customer account post-billing to correct errors, issue service credits, apply regulatory refunds, or process write-offs. Includes rate correction credits, outage performance credits (SAIDI/SAIFI), low-income program discounts (LIHEAP, PIPP), returned payment fees, late payment charges, deposit interest credits, and bad debt write-offs. Captures adjustment type, amount (positive credit or negative debit), reason code, authorization level, approving user, effective date, GL posting status, and originating dispute or collections case reference. Distinct from a payment (no cash received) and from an invoice line (post-bill correction applied after invoice finalization). Sourced from Oracle CC&B / SAP IS-U adjustment processing. | transactional_data | 37 | Billing Adjustment / Account Credit (Oracle CC&B Adjustment / SAP IS-U Account Maintenance)
billing | account_settlement | payment | Record of a financial payment transaction applied against a customer account balance — check, ACH/EFT, credit card, cash, auto-pay, budget billing installment, or third-party agency payment. Captures payment date, amount, payment method type, tender type, confirmation number, processing status (received, posted, returned/NSF, reversed), and source channel (web portal, IVR, walk-in, lockbox). Integrates with SAP S/4HANA or Oracle ERP for cash receipts posting and GAAP revenue recognition. SSOT for all customer payment transactions. | transactional_data | 39 | Payment / Cash Receipt (Oracle CC&B Payment / SAP IS-U Payment Lot)
billing | account_settlement | payment_arrangement | Formal deferred payment plan or installment agreement established for a customer account with past-due balance — budget billing plan, levelized payment plan, low-income assistance plan, or collections payment arrangement. Captures arrangement type, total deferred amount, number of installments, installment amount, start date, end date, down payment amount, arrangement status (active, broken, completed, cancelled), and associated collections action. Tracks compliance with arrangement terms to support collections workflow in Oracle CC&B / SAP IS-U. Distinct from a single payment transaction — represents an ongoing multi-period commitment. | master_data | 32 | Payment Arrangement / Deferred Payment Plan (Oracle CC&B Pay Plan / SAP IS-U Installment Plan)
billing | revenue_pricing | bill_cycle | Master definition of billing cycle schedules governing when customer accounts are meter-read and billed — monthly, bi-monthly, quarterly, and special cycles for large C&I accounts. Captures cycle code, cycle description, scheduled meter read window (start day, end day), bill generation date offset from read completion, payment due date offset from bill date, estimated account count per cycle, cycle territory/route grouping, and active/inactive status. Drives batch scheduling of meter reads, bill calculation runs, and payment due date assignment across the billing engine. Referenced by service agreements to assign billing cadence and by invoices to record which cycle generated the bill. Sourced from Oracle CC&B / SAP IS-U billing cycle configuration. | reference_data | 31 | Billing Cycle / Meter Read Cycle (Oracle CC&B Bill Cycle / SAP IS-U Billing Cycle)
billing | revenue_pricing | bill_dispute | Customer-initiated formal dispute or inquiry against a specific invoice or charge — billing error claim, rate misapplication complaint, estimated read dispute, or regulatory complaint escalation. Captures dispute type, disputed invoice reference, disputed amount, dispute open date, resolution date, resolution type (credit issued, bill upheld, rate correction, re-read ordered), assigned analyst, and PUC complaint flag. Tracks SLA compliance for dispute resolution per regulatory requirements. Managed within Oracle CC&B / SAP IS-U case management or Salesforce Energy & Utilities Cloud. | transactional_data | 43 | Billing Dispute / Customer Complaint (Oracle CC&B Case / SAP IS-U Complaint)
billing | revenue_pricing | billing_service_agreement | Active contractual service agreement between the utility and a customer for delivery of electric or gas service at a specific premise under a specific rate schedule — the billing contract that governs charge calculation. Captures commodity type (electric/gas), service point identifier, rate schedule code, contract start and end dates, customer class, demand contract level (kW for commercial/industrial), NEM enrollment flag, budget billing enrollment flag, and agreement status (active, pending, final, cancelled). The billing domain's view of the service agreement — the customer domain owns the customer identity; this entity owns the rate and billing terms. Sourced from Oracle CC&B / SAP IS-U service agreement. | master_data | 43 | Service Agreement / Contract Account (Oracle CC&B SA / SAP IS-U Contract)
billing | revenue_pricing | invoice | Core billing document representing a single billing cycle statement issued to a customer account for electric and/or gas service. Captures bill period start/end dates, due date, total amount due, prior balance, current charges, taxes, regulatory riders, and net amount. Tracks invoice status (generated, mailed, paid, disputed, written-off). Links to the rate schedule applied, service agreement, and meter read period. Generated from Oracle CC&B / SAP IS-U billing engine and posted to SAP S/4HANA or Oracle ERP for GAAP revenue recognition. SSOT for all customer billing documents. | transactional_data | 43 | Bill / Statement (Oracle CC&B Bill / SAP IS-U Invoice)
billing | revenue_pricing | invoice_line | Itemized charge line within a customer invoice representing a single billable component — energy consumption charges (kWh, MCF, Therm), demand charges (kW), fixed customer charges, distribution rider, FAC adjustment, CIAC recovery, RPS surcharge, taxes, or credits. Captures charge type code, unit of measure, quantity, unit rate, extended amount, and applicable rate schedule tier or TOU period. Enables granular revenue decomposition by charge category for regulatory reporting and customer dispute resolution. Sourced from Oracle CC&B / SAP IS-U charge calculation engine. | transactional_data | 33 | Bill Line Item / Charge Detail (Oracle CC&B Bill Segment / SAP IS-U Line Item)
billing | revenue_pricing | rate_schedule | Authoritative master catalog of all tariff rate schedules applicable to electric and gas service — TOU, CPP, tiered residential, commercial demand, and special contract rates. Defines rate code, commodity type (electric/gas), customer class (residential/commercial/industrial), effective and expiration dates, regulatory approval reference, rate structure type, and base rate values per tier/period. References applicable rider_charge records for surcharges layered on top of base rates. Sourced from PUC-approved tariff filings and maintained in Oracle CC&B / SAP IS-U rate engine. SSOT for all base rate definitions used in charge calculation. Distinct from rider_charge, which defines regulatory surcharges approved separately from base tariff rates. | reference_data | 37 | Tariff Rate Schedule (Oracle CC&B Rate Form / SAP IS-U Rate Category)
customer | account_management | account | Utility service account representing the contractual relationship between a party and the utility for receiving and paying for energy services. Tracks account number (CC&B / SAP IS-U account ID), account type (residential, small commercial, large commercial, industrial, street lighting, unmetered), account status (active, inactive, pending, final, closed, written-off), credit rating, life-support/medical baseline flag, budget billing enrollment flag, paperless billing flag, auto-pay enrollment, account open date, close date, and final bill date. One party may hold multiple accounts; one account may have multiple service agreements. SSOT for account-level identity, billing eligibility, and collections status. Deposit tracking is managed by the credit_deposit product. Integrates with Oracle CC&B and Salesforce E&U Cloud Account object. | master_data | 34 | CC&B Account / SAP IS-U Contract Account
customer | account_management | account_hierarchy | Hierarchical relationship structure linking parent and child accounts for commercial and industrial customers with complex organizational structures — including multi-site enterprises, property management companies, municipal accounts, and master-metered MDU (multi-dwelling unit) complexes. Stores parent account ID, child account ID, hierarchy type (consolidated billing, master-metered, corporate umbrella), hierarchy level, effective date, and end date. Enables consolidated billing statements, enterprise-level usage reporting, and key account management workflows in Salesforce Energy & Utilities Cloud. Supports large commercial and industrial (C&I) account management and PUC reporting on large customer classes. | master_data | 19 | CC&B Account Hierarchy / Salesforce Account Hierarchy
customer | account_management | contact | Contact record for individuals associated with a party or account — including primary account holders, co-applicants, authorized third parties, landlords, and property managers. Stores contact name, relationship type (self, spouse, property manager, third-party authorized, emergency contact), preferred contact method (phone, email, SMS, mail), phone numbers, email address, mailing address (if different from premise), and do-not-contact flags. Distinct from party (which owns legal identity) — contact owns reachability and relationship context for a person in a specific role on an account. Sourced from Salesforce E&U Cloud Contact object and CC&B Person entity. Supports outage notification, collections contact, and regulatory communication requirements. | master_data | 39 | Salesforce Contact / CC&B Person
customer | account_management | customer_service_agreement | Active service agreement (SA) linking an account to a premise for a specific commodity and rate schedule — the utility's contractual obligation to deliver electric or gas service. Captures commodity type (electric, gas), rate schedule code (e.g., RS-1, GS-2, TOU-D, CPP), SA start and end dates, SA status (active, pending start, pending stop, stopped), NEM enrollment flag, demand response program enrollment, and applicable tariff version. Sourced from Oracle CC&B Service Agreement / SAP IS-U Contract. Core entity linking customer, metering, and billing domains. | master_data | 42 | CC&B Service Agreement / SAP IS-U Contract
customer | account_management | party | Master record for any legal entity (person or organization) that interacts with the utility as a customer, co-applicant, or authorized representative. Serves as the enterprise SSOT for customer identity — stores legal name, tax ID / SSN (masked), date of birth, entity type (residential individual, commercial business, industrial corporation, government), language preference, credit class, and identity verification status. Sourced from Oracle CC&B / SAP IS-U customer master and Salesforce Energy & Utilities Cloud Account object. Supports PUC customer-of-record requirements and SOX identity controls. | master_data | 31 | CIS Customer Master / Salesforce Account
customer | account_management | preference | Customer communication and service preference record capturing opt-in/opt-out settings and notification channel choices at the party or account level. Stores preference category (outage alert, demand response event notification, planned outage notification, billing statement ready, payment confirmation, payment reminder, marketing communication), preferred delivery channel (email, SMS, push notification, mail, IVR), preferred language, preferred contact time window, and preference effective/expiration dates. Does NOT track program enrollments (see enrollment product) or legally binding consents (see consent product). Sourced from Salesforce Energy & Utilities Cloud and CC&B notification preferences. Supports TCPA compliance for automated contact channel selection and CAN-SPAM opt-out requirements. | master_data | 28 | Salesforce Preference / CC&B Notification Preference
customer | account_management | premise | Physical service location (premise) where energy is delivered — the geographic and infrastructure anchor for all utility services. Stores premise address (street, city, state, ZIP), GIS coordinates (latitude/longitude from ESRI ArcGIS), premise type (residential, commercial, industrial, multi-family unit), electric service territory, gas service territory, distribution feeder ID, transformer bank ID, gas main segment ID, premise classification (single-family, multi-family, MDU unit), and premise status (serviceable, non-serviceable, demolished). SSOT for service location identity shared across metering, distribution, and billing domains. | master_data | 40 | CC&B Premise / SAP IS-U Connection Object
customer | service_operations | credit_deposit | Transactional record tracking the lifecycle of a customer security deposit — from initial assessment at move-in or credit evaluation through refund or application to final bill. Captures deposit amount, type, status, and associated consent/authorization records. | master_data | 45
customer | service_operations | enrollment | Transactional record capturing a customer's enrollment or disenrollment in a utility program, tariff option, or demand-side management offering. Programs include demand response (DR) curtailment programs, energy efficiency (EE) rebate programs, budget billing plan, paperless billing, auto-pay, NEM/solar interconnection, EV charging rate programs, medical baseline allowance, CARE/FERA low-income assistance, green pricing programs, and DSM programs. Tracks program code, enrollment status (pending, active, suspended, cancelled, waitlisted), enrollment date, effective date, expiration date, opt-out date, enrollment channel (web, IVR, agent, field), and eligibility verification status. SSOT for all program participation — preference product handles communication channel choices only. Supports DSM program tracking, CARE/FERA income verification workflows, and PUC regulatory reporting on program participation rates. | transactional_data | 37 | CC&B SA Rider / Salesforce Program Enrollment
customer | service_operations | interaction | Record of a customer interaction or engagement event with the utility — including inbound calls, web portal sessions, chat sessions, field visits, outage notifications, and written correspondence. Captures interaction channel (phone, web, mobile app, IVR, email, chat, in-person), interaction type (billing inquiry, outage report, service request, complaint, payment arrangement, general inquiry), interaction date/time, agent ID, case reference, resolution status, and interaction duration. Sourced from Salesforce Energy & Utilities Cloud Case and Activity objects. Supports customer experience analytics, regulatory complaint tracking, and PUC customer service reporting. | transactional_data | 44 | Salesforce Case / Activity
customer | service_operations | move_order | Transactional record representing a customer move-in, move-out, or transfer-of-service request — the primary workflow event driving account lifecycle transitions. Captures move type (move-in, move-out, transfer, name change), requested and actual effective dates, move order status (pending, scheduled, in-progress, completed, cancelled, rejected), stop reason code (moved, deceased, foreclosure, non-pay disconnect, demolition), associated premise IDs (current and new for transfers), final read indicator, overlapping service check result, and processing channel (web self-service, call center, field, third-party notification). Drives meter read scheduling, final bill generation, deposit lifecycle events, and premise occupancy status updates. Sourced from CC&B Start/Stop workflow and SAP IS-U move-in/move-out transactions. | transactional_data | 38 | CC&B Start/Stop / SAP IS-U Move-In/Move-Out
customer | service_operations | segment | Customer segmentation classification record assigning a party or account to one or more business-defined segments for targeting, rate design analysis, and program eligibility determination. Segment dimensions include rate class (residential, small commercial, large commercial, industrial), load profile group, income tier (CARE-eligible, FERA-eligible, standard), customer value tier, DER adoption flags (solar, battery storage, EV), demand response eligibility tier, AMI smart meter deployment cohort, and life-support/medical baseline flag. Segment assignments are versioned with effective and expiration dates to support historical trend analysis and regulatory rate case testimony. Used by regulatory affairs for rate case cost-of-service studies, by DSM teams for program targeting, and by load forecasting for IRP class-level projections. | reference_data | 32 | CIS Customer Class / Salesforce Account Segment
market | capacity_management | ancillary_service_award | Transactional record for ancillary service awards received from the RTO/ISO, covering regulation (up/down), spinning reserve, non-spinning reserve, and voltage support. Captures service type, awarded MW, clearing price ($/MW), performance score, deployment events, and associated settlement amounts. Supports NERC reliability compliance and ancillary service revenue tracking. | transactional_data | 37 | NERC BAL-002 / FERC Order 755 (Frequency Regulation Compensation)
market | capacity_management | capacity_market_auction | Master reference table for capacity_market_auction. Referenced by capacity_market_auction_id. | master_data | 27
market | capacity_management | capacity_obligation | Master record for capacity market obligations and commitments registered with an RTO/ISO (e.g., PJM RPM, MISO Planning Resource Auction, ISO-NE FCM). Tracks obligation period, committed MW, resource type, zone, auction clearing price ($/MW-day), performance penalty thresholds, and compliance status. Essential for resource adequacy planning and FERC capacity market reporting. | master_data | 43 | RTO/ISO Capacity Market Rules (PJM RPM / MISO PRPA / ISO-NE FCM)
market | capacity_management | capacity_transfer_agreement | Master reference table for capacity_transfer_agreement. Referenced by transfer_agreement_id. | master_data | 37
market | capacity_management | demand_response_program | Master reference table for demand_response_program. Referenced by demand_response_program_id. | master_data | 36
market | capacity_management | rec_inventory | Master record tracking Renewable Energy Certificate (REC) inventory positions. Captures REC vintage year, fuel type (solar, wind, hydro, biomass), generating unit ID, state of issuance, registry account (WREGIS, NEPOOL GIS, PJM-GATS), REC status (available, retired, transferred, reserved), quantity (MWh), and RPS compliance program association. Supports state RPS compliance and voluntary renewable procurement reporting. | master_data | 39 | WREGIS / NEPOOL GIS / PJM-GATS REC Registry Standards
market | capacity_management | rec_transaction | Transactional record for REC transfers, retirements, and purchases. Captures transaction type (transfer, retirement, purchase, sale), transaction date, quantity (MWh), counterparty, registry transfer confirmation number, price ($/REC), compliance program (RPS, voluntary), and associated PPA contract reference. Provides audit trail for RPS compliance filings with state PUCs. | transactional_data | 41 | State RPS Compliance Rules / WREGIS Operating Procedures
market | capacity_management | transmission_right | Master record for financial transmission rights (FTRs) and transmission congestion contracts (TCCs) held by the utility for congestion hedging. Captures right type (FTR obligation, FTR option, TCC, ARR/auction revenue right), source pricing node, sink pricing node, MW quantity, path direction, auction round, term (monthly, seasonal, annual, long-term), acquisition cost ($), current mark-to-market value ($), and expiration date. Each FTR references source and sink pricing nodes for path definition. Used to hedge transmission congestion costs between generation and load delivery points and manage LMP basis spread exposure in the wholesale market portfolio. | master_data | 38 | FERC Order 888 / RTO/ISO FTR Auction Rules (PJM/MISO/ISO-NE)
market | capacity_management | transmission_rights_portfolio | Master reference table for transmission_rights_portfolio. Referenced by portfolio_id. | master_data | 30
market | energy_trading | dispatch_award | Transactional record for generation unit dispatch schedules and commitment instructions awarded by the RTO/ISO following DAM and RTM market clearing. Captures scheduled MW by interval (5-minute or hourly), operating point (economic minimum/maximum), ramp rate limits, unit commitment status (committed, decommitted, self-scheduled), start-up cost ($), no-load cost ($/hr), associated LMP pricing node, and dispatch instruction timestamp. Links generation assets to their awarded market schedules and supports real-time operations coordination with SCADA/EMS for dispatch execution. | transactional_data | 46 | NERC BAL-001 / RTO/ISO Security-Constrained Economic Dispatch
market | energy_trading | energy_bid | Transactional record capturing individual energy bids and offers submitted to RTO/ISO day-ahead market (DAM) and real-time market (RTM). Stores bid type (energy, ancillary), resource ID, pricing node reference, bid interval (hourly or sub-hourly), bid price ($/MWh), bid quantity (MW), bid curve segments, market (DAM/RTM), submission timestamp, and acceptance/rejection status from the RTO/ISO. Core operational record for wholesale market participation. Note: virtual transactions (INCs/DECs/UTCs) may be captured here as a bid type in MVM scope but warrant a dedicated product at ECM scope for distinct lifecycle and settlement treatment. | transactional_data | 46 | FERC Order 2222 / RTO/ISO Market Tariff Bid Submission
market | energy_trading | lmp_price | Transactional record storing Locational Marginal Prices (LMP) published by the RTO/ISO for each pricing node (pnode) and settlement interval. Captures LMP components: energy component, congestion component, and loss component (all in $/MWh), market type (DAM/RTM), interval start/end timestamps, and pnode identifier. Foundational for settlement calculations, hedging analysis, and transmission congestion management. | transactional_data | 35 | FERC Order 888 / RTO/ISO LMP Methodology
market | energy_trading | market_zone | Master reference table for market_zone. Referenced by zone_id. | master_data | 35
market | energy_trading | participant_registration | Reference master for the utility's own registered market participant identities across multiple RTOs/ISOs. Captures participant ID assigned by each RTO/ISO, market registration type (load-serving entity, generator owner, transmission owner, marketer), FERC market-based rate docket number, registration effective date, and active market products authorized (energy, capacity, ancillary services, FTR). Supports FERC compliance and multi-RTO market operations. | reference_data | 43 | FERC Market-Based Rate Authority / RTO/ISO Market Registration
market | energy_trading | ppa_contract | Master record for Power Purchase Agreements governing long-term wholesale energy procurement and sale. Captures contract type (fixed-price, index-linked, tolling), contracted capacity (MW), energy volume (MWh), delivery point, term dates, REC bundling provisions, curtailment rights, force majeure clauses, and FERC filing status. Supports IRP resource adequacy analysis and long-term supply portfolio management. | master_data | 51 | FERC EQR (Electric Quarterly Report) / NAESB Contract Standard
market | energy_trading | pricing_node | Reference master for all RTO/ISO pricing nodes (pnodes), aggregated pricing nodes (APnodes), load zones, and hub nodes relevant to the utility's market participation. Captures pnode ID, pnode name, pnode type (generator bus, load zone, hub, interface), RTO/ISO affiliation, associated substation or bus, effective date range, and geographic coordinates. Foundational reference for LMP price lookups, FTR path definitions, and bid location mapping. | reference_data | 41 | RTO/ISO Pnode Registry (PJM / MISO / ISO-NE / CAISO)
market | energy_trading | rto_iso | Master reference table for rto_iso. Referenced by rto_iso_id. | master_data | 42
market | energy_trading | wholesale_counterparty | Master record for all wholesale market counterparties with whom the utility transacts in DAM, RTM, capacity markets, and bilateral PPA arrangements. Captures RTO/ISO membership, FERC market-based rate authorization status, credit ratings, DUNS numbers, and counterparty classification (generator, load-serving entity, marketer, financial participant). Serves as the SSOT for wholesale trading partner identity within the market domain. | master_data | 47 | FERC Market-Based Rate Authority / NERC Registered Entity
market | financial_settlement | settlement_line_item | Transactional detail record for individual charge and credit line items within an RTO/ISO wholesale market settlement statement. Captures charge type (energy, capacity, ancillary service, uplift, OATT, revenue sufficiency guarantee, make-whole payment), charge code, billing determinant (MW, MWh), rate ($/MWh or $/MW-day), line amount ($), pricing node, settlement interval, market product, and GL account mapping. Each line item references its parent settlement statement. Essential for shadow settlement verification, dispute resolution, FERC Form 1 Schedule 2 reporting, and granular GL posting of wholesale market costs and revenues. | master_data | 40
market | financial_settlement | settlement_statement | Header-level transactional record for wholesale market settlement statements issued by the RTO/ISO covering DAM, RTM, capacity, and ancillary service charges and credits. Captures settlement run type (initial, resettlement, true-up, final), billing period, statement version number, total charges ($), total credits ($), net settlement amount, market participant ID, RTO/ISO identifier, payment due date, and statement publication date. Individual charge and credit details are decomposed in settlement_line_item. Serves as the SSOT for wholesale market financial settlement reconciliation and supports FERC EQR and Form 1 reporting. | transactional_data | 49 | FERC EQR / RTO/ISO Settlement Tariff
finance | accounting_operations | cost_center | Master record for organizational cost centers used to allocate and track OPEX and CAPEX across the utility's functional units (generation, transmission, distribution, gas, corporate). Aligned with SAP S/4HANA cost center master and FERC Uniform System of Accounts (USoA) organizational hierarchy. Captures cost center code, description, responsible manager, functional area, plant/location assignment, and active status. Serves as the foundational dimension for all financial reporting and cost-of-service studies. | master_data | 43 | SAP S/4HANA Cost Center Master / FERC USoA Organizational Unit
finance | accounting_operations | financial_period | Reference master for fiscal periods and fiscal years used across the utilitys financial reporting calendar. Captures fiscal period number (1-12 plus adjustment periods 13-16), fiscal year, calendar month start and end dates, period status (open, closed, locked, future), period type (regular, adjustment, year-end closing, special), and controlling area. Governs which periods are open for journal entry posting, controls period-end and year-end close workflows, ensures consistent fiscal period alignment across GL, asset accounting, cost controlling, and regulatory reporting modules. Critical for SOX compliance — period lock controls prevent unauthorized postings to closed periods. Sourced from SAP S/4HANA FI fiscal year variant configuration or Oracle ERP Cloud accounting calendar. | reference_data | 40 | SAP S/4HANA FI Fiscal Year Variant / Oracle ERP Cloud Accounting Calendar
finance | accounting_operations | gl_account | General ledger account master aligned to the FERC Uniform System of Accounts (USoA) chart of accounts for regulated electric and gas utilities. Captures account number, account name, FERC account code (e.g., Account 101 – Electric Plant in Service, Account 303 – Miscellaneous Intangible Plant), account type (asset, liability, equity, revenue, expense), normal balance indicator, and GAAP classification. Serves as the SSOT for all ledger postings, rate case cost-of-service studies, and FERC Form 1/2 regulatory filings. Sourced from SAP S/4HANA or Oracle ERP Cloud chart of accounts module. | master_data | 43 | FERC Uniform System of Accounts / SAP S/4HANA G/L Account Master
finance | accounting_operations | journal_entry | Header record for every general ledger posting made in the utilitys ERP system (SAP S/4HANA or Oracle ERP Cloud). Captures journal entry number, posting date, fiscal period, fiscal year, document type (standard, accrual, reversal, intercompany, recurring, statistical), posting key, total debit amount, total credit amount, currency, reference document, source module (FI, CO, MM, PM, SD), posting user, approval status, and reversal indicator. Supports GAAP financial statement preparation, SOX internal controls (segregation of duties audit trail, dual-approval enforcement), and FERC regulatory accounting. Each journal entry header links to one or more line items captured in journal_entry_line. Balanced entry validation (total debits = total credits) is enforced at this level. | transactional_data | 44 | SAP S/4HANA FI Journal Entry / Oracle ERP Cloud Subledger Accounting
finance | accounting_operations | journal_entry_line | Line-item detail for each general ledger journal entry posting. Captures line number, GL account, cost center, WBS element, functional area, debit/credit indicator, amount in transaction currency, amount in company code currency, tax code, profit center, segment, and business area. Enables granular cost allocation, FERC account-level reporting, and SOX-compliant audit trails at the individual posting level. One-to-many relationship with journal_entry header. | transactional_data | 45 | SAP S/4HANA FI Line Item / Oracle ERP Cloud Journal Line
finance | accounting_operations | journal_entry_template | Master reference table for journal_entry_template. Referenced by recurring_template_id. | master_data | 41
finance | accounting_operations | opex_transaction | Transactional record capturing operating expenditures (O&M costs) posted to the general ledger, including labor, materials, contractor services, fuel costs (FAC-eligible), and overhead allocations. Captures transaction date, amount, FERC O&M account (e.g., Account 500-series for Electric Operation, Account 800-series for Gas Operation), cost center, functional area, expense category, purchase order reference, vendor, and approval status. Supports OPEX tracking against budget, rate case O&M cost-of-service studies, and FERC Form 1/2 O&M expense reporting. | transactional_data | 42 | FERC USoA O&M Accounts 500-899 / SAP S/4HANA CO Cost Element Accounting
finance | accounting_operations | organization | Master reference table for organization. Referenced by responsible_organization_id. | master_data | 36
finance | accounting_operations | profit_center | Master record for profit centers representing the utility's business segments used for internal profitability reporting and regulatory segment reporting. Captures profit center code, description, responsible manager, business segment (electric generation, electric transmission, electric distribution, gas distribution, unregulated), company code, controlling area, and active status. Supports FERC-required segment reporting, ROE (Return on Equity) and ROI analysis by business unit, and EBITDA reporting by segment. Sourced from SAP S/4HANA Controlling (CO-PCA) module. | master_data | 41 | SAP S/4HANA CO Profit Center Accounting / FERC Segment Reporting
finance | capital_management | budget | Annual and multi-year financial budget record for the utility, organized by cost center, GL account, functional area, and fiscal period. Captures budget version (original, revised, forecast, long-range plan), budget type (OPEX/O&M, CAPEX, revenue), fiscal year, period-level budget amounts, total approved budget amount, variance threshold percentage, budget owner, and approval status. Supports monthly budget-vs-actual variance reporting, financial planning cycles, rate case cost-of-service test year development, PBR (Performance-Based Ratemaking) target-setting, and board-level capital program approval. Each budget record represents a unique combination of version, type, cost center, and GL account for a fiscal year. Sourced from SAP S/4HANA Controlling (CO-PA) or Oracle ERP Cloud Budgetary Control module. | master_data | 37 | SAP S/4HANA CO Budgeting / Oracle ERP Cloud Budgetary Control
finance | capital_management | capex_expenditure | Transactional record of actual capital expenditures charged to a CAPEX project or WBS element. Captures expenditure date, amount, expenditure type (labor, materials, contractor, overhead, AFUDC accrual), purchase order reference, vendor, cost center, GL account, FERC plant account, capitalization status (WIP vs. placed-in-service), and approval reference. Enables tracking of spend against authorized capital budget, supports CWIP (Construction Work in Progress) balance reporting, and feeds the fixed asset capitalization process upon project completion. | transactional_data | 43 | SAP S/4HANA Investment Management / FERC CWIP Account 107
finance | capital_management | capex_project | Master record for capital expenditure projects tracked under the utilitys capital program. Captures WBS (Work Breakdown Structure) element, project number, project description, asset class, FERC plant account (e.g., Account 101 Electric Plant in Service, Account 107 Construction Work in Progress), project type (transmission, distribution, generation, gas, IT, environmental/compliance), authorized capital budget, AFUDC (Allowance for Funds Used During Construction) eligibility flag and accrual rate, CIAC (Contribution in Aid of Construction) indicator and amount, project manager, in-service date target, actual in-service date, project status (planned, approved, in-progress, complete, closed, cancelled), and blanket vs. specific project indicator. Supports CAPEX tracking, rate base calculations, CWIP balance reporting, regulatory plant additions reporting, and capital program prioritization. Blanket projects represent recurring capital programs (e.g., annual pole replacement) while specific projects represent discrete capital investments. | master_data | 44 | SAP S/4HANA Project System (PS) / FERC Account 107 CWIP / AFUDC
finance | capital_management | depreciation_run | Transactional record of periodic depreciation calculation runs executed against the fixed asset subledger. Captures run date, fiscal period, fiscal year, depreciation area (book/GAAP, federal tax, state tax, regulatory/FERC, AMT, group/composite), total depreciation amount posted, number of assets processed, run status (planned, simulated, posted, reversed), posting document reference, run initiator, and depreciation method applied (straight-line, group/composite, sum-of-years-digits, declining balance, units-of-production). Supports GAAP straight-line and group/composite depreciation methods commonly used by utilities, regulatory depreciation per PUC-approved depreciation study rates (including interim and final rates), tax depreciation (MACRS with bonus depreciation), and FERC Form 1 depreciation reporting (Schedule 336 — Depreciation and Amortization of Electric Plant). Enables audit trail for SOX compliance over the depreciation posting process, supports depreciation study true-up analysis, and provides the depreciation expense input for rate case cost-of-service calculations. | transactional_data | 43 | SAP S/4HANA FI-AA Depreciation Run / FERC Depreciation Accounting
finance | capital_management | depreciation_study | Master reference table for depreciation_study. Referenced by depreciation_study_id. | master_data | 37
finance | capital_management | fixed_asset | Master record for capitalized utility plant assets tracked in the fixed asset subledger, aligned to FERC Uniform System of Accounts plant accounts. Captures asset number, asset description, FERC plant account (e.g., 101 Electric Plant in Service, 303 Miscellaneous Intangible Plant, 376 Distribution Mains — Gas), asset class, vintage year, acquisition date, in-service date, original cost, accumulated depreciation, net book value, depreciation method (straight-line, group/composite), useful life, net salvage rate (including negative salvage/cost of removal), retirement date, retirement type (normal, abnormal, extraordinary), asset location, and CWIP-to-plant transfer reference. Serves as the financial SSOT for utility plant valuation, depreciation studies, rate base calculations, and FERC Form 1 plant schedules (Schedules 204-207). Complements the operational asset record in the asset domain. Vintage year and net salvage rate are critical for group/composite depreciation studies unique to the utility industry. | master_data | 46 | SAP S/4HANA Asset Accounting (FI-AA) / FERC USoA Plant Accounts
finance | capital_management | wbs_element | Master reference table for wbs_element. Referenced by wbs_element_id. | master_data | 36
finance | regulatory_compliance | rate_case_cost_study | Master record for cost-of-service studies prepared in support of rate case filings with state PUCs or FERC. Captures rate case identifier, filing jurisdiction (PUC state, FERC), test year, rate case type (general rate case, transmission rate case, gas rate case), total revenue requirement, rate base amount, authorized ROE, WACC, O&M expense allocation, depreciation expense, taxes, and filing status. Links to supporting GL accounts, cost centers, and CAPEX projects. Supports CPCN applications, IRP cost justifications, and PBR performance target derivation. | master_data | 43 | FERC / PUC Rate Case Cost-of-Service Study / NARUC Uniform System of Accounts
finance | regulatory_compliance | regulatory_asset_entry | Tracks regulatory assets and liabilities in the regulatory asset base (RAB) as reported to PUCs and FERC for rate case proceedings, capturing asset-in-service values, CWIP, and accumulated depreciation by FERC account. | master_data | 45
finance | regulatory_compliance | regulatory_deferral | Master record for regulatory assets and regulatory liabilities recognized under ASC 980 (Regulated Operations) that represent costs or revenues deferred for future rate recovery or refund. Captures deferral type (regulatory asset or regulatory liability), deferral category (storm cost, pension/OPEB, fuel adjustment clause under/over-recovery, environmental remediation, rate case expense, EDIT — Excess Deferred Income Taxes), authorized deferral amount, amortization method, amortization period, remaining unamortized balance, PUC/FERC authorization reference, and deferral status. Supports FERC Form 1 Schedules 232 (Regulatory Assets) and 254 (Regulatory Liabilities), rate case revenue requirement calculations, and GAAP balance sheet presentation under ASC 980. | master_data | 39
finance | regulatory_compliance | tax_provision | Periodic record for income tax provisions, deferred income tax calculations, and Accumulated Deferred Income Taxes (ADIT) balances for the utility. Captures tax provision period, fiscal year, current federal tax expense, current state tax expense, deferred federal tax expense, deferred state tax expense, ADIT balance by timing difference category (accelerated depreciation, regulatory liabilities, pension obligations, storm cost deferrals, excess deferred income taxes — EDIT), federal vs. state tax jurisdiction, effective tax rate, statutory tax rate, permanent and temporary difference reconciliation items, and ITC (Investment Tax Credit) amortization. Supports FERC Form 1 Schedule 272 (Accumulated Deferred Income Taxes), rate base ADIT offset calculations per IRS normalization rules, GAAP ASC 740 income tax accounting, rate case test year tax expense normalization, and Tax Cuts and Jobs Act (TCJA) excess ADIT amortization tracking. Essential for regulatory accounting where ADIT directly reduces rate base. | master_data | 47
regulatory | obligation_tracking | compliance_event | Transactional record of each compliance activity, evidence submission, or violation event associated with a regulatory compliance obligation. Captures event type (evidence submission, self-report, violation notice, corrective action, audit finding, penalty assessment), event date, obligation reference, responsible party, compliance status (compliant, deficient, remediated), penalty amount if applicable, and corrective action plan reference. Provides the audit trail for demonstrating compliance to NERC, EPA, PUC, and FERC. | transactional_data | 44 | NERC Compliance Monitoring and Enforcement Program (CMEP)
regulatory | obligation_tracking | compliance_obligation | Master record for each ongoing regulatory compliance obligation the utility must fulfill — including NERC reliability standards (CIP, FAC, MOD, PRC), EPA emissions regulations (Clean Air Act, GHG reporting rule), PHMSA pipeline safety rules (49 CFR 192), PUC service quality standards (SAIDI, SAIFI, CAIDI targets), and FERC OATT requirements. Captures standard/rule identifier, governing body, obligation type, compliance frequency (annual, quarterly, event-driven, continuous), responsible business unit, current compliance status (compliant, non-compliant, under review), evidence retention requirements, next due date, and escalation contacts. Serves as the compliance obligation registry — the authoritative list of everything the utility must comply with and when. | master_data | 41 | NERC Reliability Standards / EPA CFR / PUC Service Quality Rules
regulatory | obligation_tracking | corrective_action_plan | Master reference table for corrective_action_plan. Referenced by corrective_action_plan_id. | master_data | 41
regulatory | obligation_tracking | emissions_report | Transactional record of GHG and criteria pollutant emissions reported per generation unit or facility per reporting period. Captures facility/unit identifier, reporting period, pollutant type (CO2, NOx, SO2, CH4, particulates), emissions quantity (tons), emissions intensity (lbs/MWh), measurement methodology (CEMS, fuel-factor), EPA facility ID, REC retirement linkage, and submission status to EPA or state air quality agency. Supports GHG compliance, RPS tracking, and environmental regulatory reporting obligations. | transactional_data | 47 | EPA GHG Reporting Program (40 CFR Part 98) / EPA CAMD
regulatory | obligation_tracking | violation | Master reference table for violation. Referenced by violation_id. | master_data | 39
regulatory | proceeding_management | commission_order | Transactional record of each final order, decision, or ruling issued by a regulatory authority (PUC, FERC, NERC, EPA) in connection with a docket or proceeding. Captures order number, issuing authority, order date, order type (final order, interim order, consent order, show cause order, penalty notice), summary of decision, approved revenue requirement or rate change, compliance deadline, appeal period, and appeal status. Serves as the authoritative record of regulatory decisions binding on the utility. | transactional_data | 43 | PUC / FERC Order
regulatory | proceeding_management | compliance_calendar | Master record for each regulatory deadline, milestone, or scheduled event the utility must track across all jurisdictions and regulatory bodies. Captures deadline type (filing due date, compliance evidence submission, rate case milestone, IRP update cycle, annual report due date, NERC audit window, EPA reporting deadline, PHMSA inspection window), associated docket or compliance obligation reference, jurisdiction, regulatory body, responsible internal party, original due date, extended due date (if granted), completion status, days-to-deadline alert threshold, and escalation contact. Links to docket for proceeding-related deadlines and to compliance_obligation for compliance-driven deadlines. Serves as the centralized deadline management registry that regulatory affairs teams use daily to ensure no filing or compliance deadline is missed — the operational heartbeat of the regulatory department. | master_data | 39
regulatory | proceeding_management | cost_recovery_mechanism | Master record for each approved regulatory cost recovery mechanism or rider in effect for the utility. Covers FAC (Fuel Adjustment Clause), AFUDC (Allowance for Funds Used During Construction), CIAC (Contribution in Aid of Construction), infrastructure riders, storm cost recovery trackers, and DSM/EE program cost recovery mechanisms. Captures mechanism type, regulatory approval reference, recovery period, rate base treatment, annual cap (if any), current balance, and true-up frequency. Distinct from billing rate schedules — this is the regulatory authorization record. | master_data | 45 | PUC Rider / FAC / AFUDC Regulatory Order
regulatory | proceeding_management | cpcn_application | Master record for each Certificate of Public Convenience and Necessity (CPCN) application filed for new generation, transmission, or distribution infrastructure. Tracks project name, applied capacity (MW or miles), fuel/technology type, service territory, filing date, environmental review status, PUC/FERC approval status, certificate issuance date, conditions of approval, and associated capital project reference. Essential for tracking regulatory authorization of major capital investments. | master_data | 46 | PUC CPCN Proceeding
regulatory | proceeding_management | docket | Master record for each regulatory docket or proceeding filed with or assigned by a jurisdictional authority (PUC, FERC, NERC, EPA, PHMSA). Captures docket number, proceeding type (rate case, CPCN, tariff filing, IRP, rulemaking, complaint, prudency review, compliance investigation), filing jurisdiction, assigned regulatory body, docket status (open, active, suspended, closed), open/close dates, lead attorney, associated case manager, and key milestone dates. Serves as the SSOT anchor for all regulatory proceedings — the central hub to which rate cases, filings, orders, CPCN applications, IRP submissions, and prudency reviews connect. | master_data | 42 | FERC/PUC Docket Management
regulatory | proceeding_management | filing | Transactional record of each formal document or submission filed with a regulatory body (PUC, FERC, NERC, EPA, DOE, PHMSA). Captures filing type (initial application, testimony, exhibit, compliance filing, annual report, NERC reliability standard filing, EPA emissions report), filing date, filer name, filing status (draft, submitted, accepted, rejected, superseded), regulatory body, associated docket, document reference number, and confidentiality designation. For testimony filings (direct, rebuttal, surrebuttal, errata), additionally captures witness name, witness affiliation (utility, intervenor, PUC staff, independent expert), testimony subject matter (revenue requirement, rate design, capital structure, depreciation, demand forecast), exhibit list, and cross-examination schedule. Links to parent docket. Serves as the SSOT for all documents submitted to regulatory authorities, including the complete evidentiary testimony record for rate cases and contested proceedings. | transactional_data | 46 | FERC eFiling / PUC Electronic Filing System
regulatory | proceeding_management | irp_portfolio | Master reference table for irp_portfolio. Referenced by irp_portfolio_id. | master_data | 35
regulatory | proceeding_management | irp_submission | Master record for each Integrated Resource Plan (IRP) submission filed with the state PUC or energy authority. Captures plan cycle year, planning horizon (years), total forecasted peak demand (MW), resource portfolio mix (fossil, nuclear, renewable, DR, EE), RPS compliance percentage, preferred resource plan description, alternative scenarios evaluated, filing date, PUC acknowledgment date, and next update due date. Tracks the utility's long-range resource adequacy planning obligations. | master_data | 43 | State IRP Filing Requirement
regulatory | proceeding_management | prudency_review | Master record for each prudency review or management audit initiated by a PUC or FERC to evaluate the reasonableness of utility expenditures for cost recovery. Captures review type (capital project prudency, O&M prudency, fuel cost prudency, storm cost recovery), triggering docket, review scope description, total expenditure under review (CAPEX/OPEX), reviewer identity (PUC staff, independent auditor), preliminary finding, final determination (prudent/imprudent/partial), disallowed amount, and effective date of determination. | master_data | 43 | PUC Prudency Standard / FERC Cost Recovery Review
regulatory | proceeding_management | rate_case | Master record for each general rate case or rate proceeding filed with a state PUC or FERC. Tracks test year, filing date, requested revenue requirement, allowed ROE, rate base, capital structure, final approved rates, effective date, and interim rate/true-up adjustments. For proceedings with Performance-Based Ratemaking (PBR) components, captures PBR metric definitions (SAIDI, SAIFI, CAIDI, customer satisfaction, renewable integration %, EE savings, DR curtailment), approved target values, measurement periods, actual performance values, variance calculations, and earned incentive or assessed penalty amounts per measurement period. Links to parent docket. Serves as the SSOT for the complete rate case lifecycle from filing through final order, including all PBR performance tracking and incentive/penalty calculations. Critical for revenue requirement management, cost recovery authorization, and regulatory performance reporting. | master_data | 42 | PUC Rate Case Filing
regulatory | proceeding_management | rider_charge | Regulatory rider and surcharge master defining all PUC-approved cost-recovery mechanisms applied to customer bills as separate line items beyond base tariff rates — Fuel Adjustment Clause (FAC), Renewable Portfolio Standard (RPS) surcharge, CIAC recovery rider, infrastructure investment rider, low-income program rider, demand response program charge, and environmental compliance surcharge. Captures rider code, rider name, regulatory approval order reference, applicable customer classes, charge basis (per kWh, per MCF, per Therm, per kW, fixed monthly), effective date, expiration date, and current rate value. Each rider has its own regulatory approval lifecycle independent of base rate schedule changes. Sourced from PUC-approved tariff riders and maintained in Oracle CC&B / SAP IS-U rate engine. SSOT for all regulatory surcharges — distinct from rate_schedule, which owns base tariff rate definitions. | reference_data | 40 | Regulatory Rider / Tariff Surcharge (Oracle CC&B Rate Component / SAP IS-U Rate Fact)
regulatory | proceeding_management | rps_program | Master reference table for rps_program. Referenced by rps_program_id. | master_data | 33
regulatory | proceeding_management | tariff_schedule | Master record for each approved tariff schedule, rate schedule, or tariff sheet on file with a regulatory authority. Captures tariff number, schedule type (electric residential, commercial TOU, CPP, gas distribution, OATT, NEM), effective date, superseded date, jurisdiction, approval order reference, and rate components (energy charge, demand charge, customer charge, FAC rider). Serves as the regulatory SSOT for approved tariff structures distinct from the billing domain's operational rate application. | master_data | 45 | FERC OATT / PUC Tariff Filing

## asset
subdomain | product | attribute | business_glossary_term | type | tags | value_regex | foreign_key_to | description | reference | is_primary_key | llm_fk_skip | llm_fk_skip_reason
asset_registry | facility | location_id | Location Id (Foreign Key) | BIGINT |  |  | asset.location.location_id | Foreign key linking to asset.location. Business justification: Facilities are physical structures AT specific locations. The facility product has denormalized address and geospatial attributes that should be normalized to the location product. This eliminates dat | Internal - LLM Generated Cross-Domain Link
asset_registry | facility | master_id | Master Id (Foreign Key) | BIGINT |  |  | asset.master.master_id | Foreign key linking to asset.master. Business justification: Facility is a specialized asset type (generation plants, substations, service centers) and should link to its asset master record. The facility product has asset-like attributes (nameplate_capacity, i | Internal - LLM Generated Cross-Domain Link
asset_registry | facility | parent_facility_id |  | BIGINT | self_ref_fk |  | asset.facility.facility_id | Self-referencing FK on facility (parent_facility_id)
asset_registry | facility | accumulated_depreciation |  | DECIMAL(18,2) |  |  |  | Total depreciation expense recognized to date on the facility, calculated using regulatory-approved depreciation rates and methods.
asset_registry | facility | asset_class |  | STRING |  |  |  | High-level asset classification for financial and depreciation purposes, aligning with the utility chart of accounts and capital planning categories.
asset_registry | facility | capacity_unit_of_measure |  | STRING |  |  |  | Unit of measurement for the facility capacity. MW for electric generation, MVA for substations, MCF or MMBTU for gas facilities.
asset_registry | facility | construction_completion_date |  | DATE |  |  |  | Date when construction was substantially completed and the facility was ready for commissioning or placed in service.
asset_registry | facility | construction_start_date |  | DATE |  |  |  | Date when physical construction or major capital project work began on the facility.
asset_registry | facility | created_timestamp |  | TIMESTAMP |  |  |  | Date and time when this facility record was first created in the enterprise data system.
asset_registry | facility | criticality_rating |  | STRING |  |  |  | Risk-based classification indicating the importance of the facility to system reliability and customer service, used to prioritize maintenance and capital investment.
asset_registry | facility | depreciation_method |  | STRING |  |  |  | Accounting method used to calculate periodic depreciation expense for this facility, as approved by regulatory authorities.
asset_registry | facility | description |  | STRING |  |  |  | Detailed narrative description of the facility, including its purpose, key equipment, and operational characteristics.
asset_registry | facility | environmental_permit_required |  | BOOLEAN |  |  |  | Indicates whether the facility requires environmental permits or regulatory approvals for operation (e.g., air quality, water discharge, hazardous materials).
asset_registry | facility | facility_code |  | STRING |  |  |  | Externally-known unique business identifier for the facility, used across operational systems and regulatory reporting. Typically assigned by the enterprise asset management system.
asset_registry | facility | facility_id | Facility Identifier | BIGINT |  |  |  | Primary key for facility |  | TRUE
asset_registry | facility | facility_name |  | STRING |  |  |  | Official business name of the facility as registered with regulatory authorities and used in operational documentation.
asset_registry | facility | facility_subtype |  | STRING |  |  |  | Detailed classification providing additional granularity within the facility type (e.g., coal plant, solar farm, switching station, distribution warehouse).
asset_registry | facility | facility_type |  | STRING |  |  |  | Classification of the facility based on its primary operational function within the utility infrastructure.
asset_registry | facility | ferc_account_code |  | STRING |  |  |  | FERC Uniform System of Accounts classification code used for regulatory asset base reporting and depreciation schedules in rate cases.
asset_registry | facility | in_service_date |  | DATE |  |  |  | Date when the facility was first placed into commercial operation and began serving customers or supporting utility operations.
asset_registry | facility | last_inspection_date |  | DATE |  |  |  | Date of the most recent regulatory or operational inspection performed on the facility.
asset_registry | facility | last_modified_timestamp |  | TIMESTAMP |  |  |  | Date and time when this facility record was most recently updated in the enterprise data system.
asset_registry | facility | nameplate_capacity |  | DECIMAL(15,3) |  |  |  | Maximum rated capacity of the facility in megawatts (MW) for generation facilities, or maximum throughput capacity for transmission and distribution facilities.
asset_registry | facility | net_book_value |  | DECIMAL(18,2) |  |  |  | Current book value of the facility after accumulated depreciation, representing the undepreciated capital investment remaining in the regulatory asset base.
asset_registry | facility | next_inspection_due_date |  | DATE |  |  |  | Scheduled date for the next required inspection based on regulatory requirements or preventive maintenance schedules.
asset_registry | facility | operating_organization |  | STRING |  |  |  | Business unit or department responsible for day-to-day operations and maintenance of the facility.
asset_registry | facility | operational_status |  | STRING |  |  |  | Current lifecycle state of the facility indicating its availability and operational readiness for utility operations.
asset_registry | facility | original_cost |  | DECIMAL(18,2) |  |  |  | Total capital expenditure incurred to construct or acquire the facility, including direct costs and capitalized interest (AFUDC). Used as the basis for regulatory rate base and depreciation calculations.
asset_registry | facility | owner_organization |  | STRING |  |  |  | Business unit or legal entity that owns the facility for financial and regulatory reporting purposes.
asset_registry | facility | regulatory_jurisdiction |  | STRING |  |  |  | Primary regulatory authority level governing this facility for compliance and rate-making purposes.
asset_registry | facility | retirement_date |  | DATE |  |  |  | Date when the facility was permanently removed from service and retired from the asset base.
asset_registry | facility | service_territory |  | STRING |  |  |  | Geographic service area or regulatory territory that this facility serves, typically aligned with state or regional boundaries.
asset_registry | facility | useful_life_years |  | INT |  |  |  | Expected service life of the facility in years, used for depreciation calculations and long-term capital planning.
asset_registry | hierarchy | child_asset_asset_master_id | Child Asset ID | BIGINT |  |  | asset.master.master_id | Identifier of the child asset in the hierarchy structure. References the subordinate asset in the parent-child relationship (e.g., transformer as child of substation, circuit breaker as child of feeder). | ISO 55000 Asset Management
asset_registry | hierarchy | master_id | Parent Asset ID | BIGINT |  |  | asset.master.master_id | Identifier of the parent asset in the hierarchy structure. References the superior asset in the parent-child relationship (e.g., substation as parent of transformer, feeder as parent of circuit breaker). | ISO 55000 Asset Management
asset_registry | hierarchy | connectivity_role | Connectivity Role | STRING |  | upstream¦downstream¦parallel¦redundant¦backup¦isolated |  | Electrical or operational connectivity role of the child asset relative to the parent in network topology. Upstream indicates the child is electrically upstream (source side) of the parent. Downstream indicates the child is electrically downstream (load side). Parallel indicates the child operates in parallel with siblings. Redundant indicates the child provides backup capacity. Backup indicates standby configuration. Isolated indicates the child is electrically isolated. Used by OMS for fault isolation and upstream/downstream asset identification during outage events. | IEEE Std 1547 Interconnection, NERC Reliability Standards
asset_registry | hierarchy | cost_rollup_enabled | Cost Rollup Enabled | BOOLEAN |  |  |  | Boolean flag indicating whether maintenance and capital costs (CAPEX/OPEX) for the child asset should be rolled up and aggregated to the parent asset for financial reporting. True enables cost aggregation for rate case cost studies, depreciation schedules, and regulatory asset base reporting. False isolates child costs for separate tracking. Used by EAM (Oracle WAM/Maximo) for work order cost allocation and AFUDC calculation. | FERC Uniform System of Accounts, ISO 55000 Asset Management
asset_registry | hierarchy | created_timestamp | Created Timestamp | TIMESTAMP |  |  |  | Timestamp when the asset hierarchy relationship record was first created in the system. Used for data lineage, audit trail, and temporal analysis of hierarchy configuration changes. Supports regulatory compliance and data governance requirements. | ISO 55000 Asset Management, SOX Compliance
asset_registry | hierarchy | criticality_inheritance | Criticality Inheritance | STRING |  | inherit_from_parent¦override_independent¦aggregate_children¦highest_in_branch |  | Rule governing how asset criticality rating is inherited or calculated within the hierarchy. Inherit from parent means the child adopts the parent's criticality. Override independent means the child has its own criticality rating. Aggregate children means the parent's criticality is calculated from child criticalities. Highest in branch means the criticality is the maximum value in the hierarchy branch. Used for risk-based maintenance prioritization and regulatory compliance (NERC CIP asset identification). | NERC CIP Standards, ISO 55000 Asset Management
asset_registry | hierarchy | effective_date | Effective Date | DATE |  |  |  | Date when the parent-child hierarchical relationship became or will become active. Used for temporal hierarchy tracking to support asset configuration changes, capital project commissioning (CPCN), and regulatory asset base reporting. Supports point-in-time hierarchy reconstruction for rate case cost studies and depreciation schedule audits. | ISO 55000 Asset Management, FERC Uniform System of Accounts
asset_registry | hierarchy | expiration_date | Expiration Date | DATE |  |  |  | Date when the parent-child hierarchical relationship ended or will end. Null for currently active relationships. Populated when assets are relocated, reconfigured, or retired. Used for temporal hierarchy tracking to support asset lifecycle analysis, work order cost roll-up accuracy, and regulatory depreciation reporting. | ISO 55000 Asset Management, FERC Uniform System of Accounts
asset_registry | hierarchy | hierarchy_id | Asset Hierarchy ID | BIGINT |  |  |  | Unique identifier for the asset hierarchy relationship record. Primary key for the asset hierarchy product. | ISO 55000 Asset Management | TRUE
asset_registry | hierarchy | hierarchy_level | Hierarchy Level | INT |  |  |  | Numeric depth level of the child asset within the overall hierarchy tree. Level 1 represents top-level assets (e.g., power plant, transmission substation), with increasing numbers representing deeper nesting (e.g., level 5 might be individual relay components). Used for drill-down navigation and cost roll-up aggregation in EAM systems. | ISO 55000 Asset Management
asset_registry | hierarchy | hierarchy_type | Hierarchy Type | STRING |  | functional_location¦asset_assembly¦network_segment¦linear_reference¦system_subsystem¦spatial_containment |  | Classification of the hierarchical relationship type. Functional location represents geographic or operational location hierarchy (plant > substation > bay). Asset assembly represents physical component breakdown (transformer > winding > bushing). Network segment represents electrical connectivity (transmission line > circuit > segment). Linear reference represents distance-based positioning along linear assets (pipeline > mile marker). System subsystem represents logical grouping (generation system > turbine subsystem). Spatial containment represents GIS-based geographic containment. | ISO 55000 Asset Management, ESRI ArcGIS Utility Network Model
asset_registry | hierarchy | is_primary_parent | Is Primary Parent | BOOLEAN |  |  |  | Boolean flag indicating whether this parent represents the primary hierarchical relationship for the child asset. True when this is the authoritative parent for cost roll-up, work order scoping, and regulatory reporting. False for secondary or reference-only parent relationships. An asset may have multiple parents in different hierarchy types (functional location vs. network segment), but only one primary parent per type. | ISO 55000 Asset Management
asset_registry | hierarchy | linear_measure_from | Linear Measure From | DECIMAL(18,6) |  |  |  | Starting linear distance measure along the parent linear asset (transmission line, gas pipeline) where the child asset begins. Measured in the unit specified by linear measure unit (typically miles, kilometers, or feet). Used for linear referencing systems to position assets along network segments. Supports GIS linear referencing and pipeline integrity management (PHMSA compliance). | ESRI ArcGIS Linear Referencing, PHMSA Pipeline Safety Regulations
asset_registry | hierarchy | linear_measure_to | Linear Measure To | DECIMAL(18,6) |  |  |  | Ending linear distance measure along the parent linear asset (transmission line, gas pipeline) where the child asset ends. Measured in the unit specified by linear measure unit (typically miles, kilometers, or feet). Used for linear referencing systems to define asset span or coverage. Supports GIS linear referencing and pipeline integrity management (PHMSA compliance). | ESRI ArcGIS Linear Referencing, PHMSA Pipeline Safety Regulations
asset_registry | hierarchy | linear_measure_unit | Linear Measure Unit | STRING |  | miles¦kilometers¦feet¦meters |  | Unit of measure for linear distance measurements (linear measure from and linear measure to) along linear assets. Miles and feet are common in US utilities. Kilometers and meters are common internationally. Used for linear referencing systems in GIS and pipeline integrity management. | ESRI ArcGIS Linear Referencing, ISO 80000 Quantities and Units
asset_registry | hierarchy | modified_timestamp | Modified Timestamp | TIMESTAMP |  |  |  | Timestamp when the asset hierarchy relationship record was last modified. Updated whenever any attribute of the relationship changes. Used for change tracking, audit trail, and data synchronization between EAM (Oracle WAM/Maximo) and GIS (ESRI ArcGIS) systems. | ISO 55000 Asset Management, SOX Compliance
asset_registry | hierarchy | position_slot | Position Slot | STRING |  |  |  | Physical or logical position identifier of the child asset within the parent assembly. Examples include bay number within substation (Bay-A, Bay-B), slot number in control panel (Slot-03), phase designation (Phase-A, Phase-B, Phase-C), or valve station milepost (MP-45.2). Used for spatial asset management and maintenance work order scoping. | IEEE Std 1686 Substation IED Cybersecurity, ESRI ArcGIS
asset_registry | hierarchy | relationship_description | Relationship Description | STRING |  |  |  | Free-text description providing additional context about the parent-child hierarchical relationship. May include physical connection details, functional dependency notes, or special configuration information relevant to maintenance planning, outage management, or network analysis. | ISO 55000 Asset Management
asset_registry | hierarchy | relationship_status | Relationship Status | STRING |  | active¦inactive¦planned¦decommissioned¦temporary |  | Current lifecycle status of the parent-child hierarchical relationship. Active indicates the relationship is currently in effect. Inactive indicates the relationship has been superseded but retained for historical reference. Planned indicates a future relationship for capital projects (CAPEX) or asset additions. Decommissioned indicates the relationship ended due to asset retirement. Temporary indicates a short-term relationship for construction or maintenance activities. | ISO 55000 Asset Management
asset_registry | hierarchy | sort_order | Sort Order | INT |  |  |  | Numeric sequence for ordering child assets within the same parent and hierarchy level. Used to control display order in EAM work order hierarchies, GIS network trace results, and asset drill-down reports. Lower numbers appear first. | ISO 55000 Asset Management
asset_registry | hierarchy | spatial_reference_system | Spatial Reference System | STRING |  |  |  | Geographic coordinate system or spatial reference identifier used for GIS-based hierarchy positioning. Examples include EPSG codes (e.g., EPSG:4326 for WGS84, EPSG:3857 for Web Mercator) or state plane coordinate systems. Used by ESRI ArcGIS for spatial asset management, network connectivity modeling, and linear referencing along transmission lines and gas pipelines. | ESRI ArcGIS Utility Network Model, ISO 19111 Spatial Referencing
asset_registry | location | parent_location_id | Parent Location Identifier (ID) | BIGINT |  |  | asset.location.location_id | Reference to the parent location in a hierarchical location structure, enabling nested location relationships such as a pole within a circuit or a bay within a substation. | IEEE 1547
asset_registry | location | premise_id | Premise Id (Foreign Key) | BIGINT |  |  | customer.premise.premise_id | Foreign key linking to customer.premise. Business justification: Asset locations often coincide with customer premises (pad-mount transformers, meters, service equipment at property). Supports spatial analysis, service territory planning, and asset-to-customer mapp | Internal - LLM Generated Cross-Domain Link
asset_registry | location | access_restrictions | Access Restrictions | STRING |  |  |  | Description of any physical or regulatory restrictions on accessing the asset location, such as locked gates, permit requirements, or hazardous conditions. | OSHA 29 CFR 1910
asset_registry | location | city | City | STRING | confidential,pii_address |  |  | City or municipality where the asset location is situated. | USPS Publication 28
asset_registry | location | coordinate_accuracy_class | Coordinate Accuracy Class | STRING |  | survey_grade¦gps_high¦gps_standard¦estimated¦unknown |  | Classification of the spatial coordinate accuracy for the asset location, indicating the precision and reliability of latitude and longitude data. | FGDC-STD-007
asset_registry | location | country_code | Country Code | STRING |  | '^[A-Z]{3}$ |  | Three-letter ISO country code where the asset location is situated. | ISO 3166-1 alpha-3
asset_registry | location | county | County | STRING |  |  |  | County or parish jurisdiction where the asset location resides, used for regulatory compliance and tax reporting. | FIPS 6-4
asset_registry | location | created_timestamp | Created Timestamp | TIMESTAMP |  |  |  | Timestamp when this asset location record was first created in the system. | ISO 8601
asset_registry | location | criticality_rating | Criticality Rating | STRING |  | critical¦high¦medium¦low |  | Business criticality classification of the asset location based on customer impact, system reliability, and operational importance. Drives maintenance prioritization and emergency response. | NERC Reliability Standards
asset_registry | location | eam_system_reference | Enterprise Asset Management (EAM) System Identifier (ID) | STRING |  |  |  | Unique identifier for this asset location in the source Enterprise Asset Management system (Oracle WAM or IBM Maximo), used for cross-system reconciliation. | ISO 55000 |  | TRUE | EAM (Enterprise Asset Management) system ID is an external system identifier referencing the asset location record in an external EAM system. This is a classic external system reference, not a FK to a modeled table.
asset_registry | location | easement_reference | Easement Reference | STRING |  |  |  | Reference identifier for the utility easement or right-of-way agreement granting access to this location, critical for legal compliance and asset access rights. | NARUC Uniform System of Accounts
asset_registry | location | elevation_ft | Elevation (Feet) | DECIMAL(10,2) |  |  |  | Elevation of the asset location above sea level in feet, relevant for transmission line clearance calculations and flood risk assessment. | NAVD 88
asset_registry | location | environmental_zone | Environmental Zone | STRING |  |  |  | Environmental classification or sensitive area designation for the location, such as wetland, floodplain, or protected habitat, used for environmental compliance. | EPA Clean Water Act
asset_registry | location | gas_pressure_zone | Gas Pressure Zone | STRING |  |  |  | Natural gas pressure zone designation for locations on the gas distribution network, used for pipeline safety and operational planning. | PHMSA 49 CFR Part 192
asset_registry | location | gis_feature_class | Geographic Information System (GIS) Feature Class | STRING |  |  |  | GIS feature class or layer name in the ESRI ArcGIS system where this location is represented, enabling integration with spatial asset management. | ESRI ArcGIS Data Model
asset_registry | location | gis_object_reference | Geographic Information System (GIS) Object Identifier (ID) | STRING |  |  |  | Unique object identifier in the GIS system for this asset location, used for cross-system integration between Enterprise Asset Management (EAM) and GIS platforms. | ESRI ArcGIS Data Model |  | TRUE | GIS (Geographic Information System) object ID is an external system identifier referencing a spatial object in a GIS platform. This is not a business entity table — it's a reference to an external geospatial system.
asset_registry | location | in_service_date | In-Service Date | DATE |  |  |  | Date when the asset location became operational and available for asset installation and service delivery. | FERC Uniform System of Accounts
asset_registry | location | installation_date | Installation Date | DATE |  |  |  | Date when the asset location was first established or commissioned for utility operations. | FERC Uniform System of Accounts
asset_registry | location | land_parcel_reference | Land Parcel Reference | STRING |  |  |  | Tax parcel identifier or legal land description for the property where the asset location resides, used for easement management and property tax reporting. | PLSS
asset_registry | location | last_modified_timestamp | Last Modified Timestamp | TIMESTAMP |  |  |  | Timestamp when this asset location record was most recently updated, used for data lineage and audit trail. | ISO 8601
asset_registry | location | latitude | Latitude | DECIMAL(10,7) | restricted,pii_address |  |  | Geographic latitude coordinate of the asset location in decimal degrees, used for Geographic Information System (GIS) integration and spatial analysis. | WGS 84
asset_registry | location | location_code | Location Code | STRING |  |  |  | Business identifier code for the asset location, used for operational reference and work order dispatching. Typically follows utility-specific naming conventions for substations, plants, poles, vaults, and other infrastructure locations. | IEEE 1547
asset_registry | location | location_description | Location Description | STRING |  |  |  | Detailed textual description of the asset location, including landmarks, access instructions, and physical characteristics to aid field crews in locating the site. | IEEE 1547
asset_registry | location | location_id | Asset Location Identifier (ID) | BIGINT |  |  |  | Unique identifier for the asset location record. Primary key for the asset location entity. | ISO/IEC 11179 | TRUE
asset_registry | location | location_name | Location Name | STRING |  |  |  | Human-readable name or designation of the asset location, such as substation name, plant name, or pole identifier. | IEEE 1547
asset_registry | location | location_status | Location Status | STRING |  | active¦inactive¦planned¦decommissioned¦under_construction¦temporarily_closed |  | Current operational status of the asset location in its lifecycle. Indicates whether the location is available for asset installation and operational use. | NERC Reliability Standards
asset_registry | location | location_type | Location Type | STRING |  |  |  | Classification of the physical or functional location type where utility assets are installed. Determines the spatial and operational characteristics of the location. [ENUM-REF-CANDIDATE: substation¦generating_plant¦transmission_tower¦distribution_pole¦vault¦manhole¦right_of_way — 7 candidates stripped; promote to reference product] | NERC Glossary of Terms
asset_registry | location | longitude | Longitude | DECIMAL(10,7) | restricted,pii_address |  |  | Geographic longitude coordinate of the asset location in decimal degrees, used for Geographic Information System (GIS) integration and spatial analysis. | WGS 84
asset_registry | location | modified_by | Modified By | STRING |  |  |  | User identifier or system account that last modified this asset location record, supporting audit and data governance requirements. | ISO 27001
asset_registry | location | operating_center | Operating Center | STRING |  |  |  | Operational control center or district responsible for managing assets at this location, used for crew dispatching and maintenance planning. | NERC Reliability Standards
asset_registry | location | ownership_type | Ownership Type | STRING |  | utility_owned¦customer_owned¦joint_owned¦leased¦easement |  | Classification of the ownership or control arrangement for the asset location, indicating whether it is utility-owned, customer-owned, or under easement. | NARUC Uniform System of Accounts
asset_registry | location | postal_code | Postal Code | STRING | confidential,pii_address |  |  | Postal or ZIP code for the asset location address. | USPS Publication 28
asset_registry | location | regulatory_jurisdiction | Regulatory Jurisdiction | STRING |  |  |  | Public Utility Commission (PUC) or regulatory body with jurisdiction over this asset location, used for compliance reporting and rate case preparation. | FERC Regulations
asset_registry | location | retirement_date | Retirement Date | DATE |  |  |  | Date when the asset location was decommissioned or retired from active service, used for regulatory asset base reporting. | FERC Uniform System of Accounts
asset_registry | location | service_territory | Service Territory | STRING |  |  |  | Geographic service territory or operating region where the asset location resides, used for jurisdictional and regulatory reporting. | FERC Uniform System of Accounts
asset_registry | location | spatial_reference_system | Spatial Reference System | STRING |  |  |  | Coordinate reference system or projection used for the location coordinates, typically WGS84 or a state plane coordinate system. | EPSG Geodetic Parameter Dataset
asset_registry | location | state | State | STRING |  |  |  | State or province where the asset location is located, critical for Public Utility Commission (PUC) jurisdictional reporting. | ISO 3166-2
asset_registry | location | street_address | Street Address | STRING | confidential,pii_address |  |  | Physical street address of the asset location, including street number and name. Used for emergency response, crew dispatching, and regulatory reporting. | USPS Publication 28
asset_registry | location | substation_name | Substation Name | STRING |  |  |  | Name of the substation where this location resides, applicable for locations within substation boundaries. Used for operational coordination and outage management. | NERC Glossary of Terms
asset_registry | location | voltage_level_kv | Voltage Level (Kilovolts) | DECIMAL(10,3) |  |  |  | Nominal voltage level in kilovolts (kV) at this location, indicating whether it is transmission, sub-transmission, or distribution voltage. | IEEE C57.12.00
asset_registry | master | account_id | Account Id (Foreign Key) | BIGINT |  |  | customer.account.account_id | Foreign key linking to customer.account. Business justification: Customer-specific assets (meters, service equipment) are assigned to accounts for billing, service delivery tracking, and cost allocation. Required for meter-to-bill reconciliation and customer servic | Internal - LLM Generated Cross-Domain Link
asset_registry | master | cost_center_id | Cost Center Id (Foreign Key) | BIGINT |  |  | finance.cost_center.cost_center_id | Foreign key linking to finance.cost_center. Business justification: Assets are assigned to cost centers for ownership, responsibility, and budget allocation. Required for asset accounting, depreciation expense allocation, and management reporting by organizational uni | Internal - LLM Generated Cross-Domain Link
asset_registry | master | location_id | Asset Location Id (Foreign Key) | BIGINT |  |  | asset.location.location_id | Foreign key linking to asset.asset_location. Business justification: Normalize location data to asset_location SSOT. The asset_location product is explicitly described as 'Master record for the physical or functional location where utility assets are installed' and con | Internal - LLM Generated Cross-Domain Link
asset_registry | master | premise_id | Premise Id (Foreign Key) | BIGINT |  |  | customer.premise.premise_id | Foreign key linking to customer.premise. Business justification: Distribution assets (transformers, meters, service lines) are physically installed at customer premises. Essential for outage management, service planning, asset location tracking, and customer impact | Internal - LLM Generated Cross-Domain Link
asset_registry | master | asset_class | Asset Class | STRING |  |  |  | High-level classification of the asset type across generation, transmission, distribution, and gas infrastructure. Determines the applicable maintenance programs, regulatory reporting requirements, and depreciation schedules. [ENUM-REF-CANDIDATE: generation_unit¦transmission_line¦distribution_transformer¦gas_main¦substation¦meter¦capacitor_bank¦voltage_regulator — 8 candidates stripped; promote to reference product] | FERC Uniform System of Accounts
asset_registry | master | asset_status | Asset Status | STRING |  | active¦retired¦decommissioned¦under_construction¦standby¦out_of_service |  | Current lifecycle status of the asset. Active assets are in service and generating revenue or providing service. Retired assets are removed from service but not yet decommissioned. Decommissioned assets are permanently removed and disposed. Under construction assets are in the capital project phase (WIP). Standby assets are available but not currently in service. Out of service assets are temporarily unavailable due to maintenance or failure. | ISO 55000 Asset Management
asset_registry | master | asset_tag | Asset Tag Number | STRING |  |  |  | Externally-known unique asset identifier assigned by the utility for physical asset tracking and field identification. Typically affixed to the physical asset as a barcode or RFID tag. Used by field crews and maintenance personnel for asset lookup. | ISO 55000 Asset Management
asset_registry | master | asset_type | Asset Type | STRING |  |  |  | Detailed asset type within the asset class. Examples: combustion turbine, combined cycle unit, overhead transmission line, underground distribution cable, steel gas main, AMI electric meter, pad-mounted transformer. Drives specific maintenance procedures and inspection protocols. | NERC Glossary of Terms
asset_registry | master | capacity_unit | Capacity Unit of Measure | STRING |  |  |  | Unit of measure for the rated capacity field. MW (Megawatt) for generation. kVA or MVA for transformers. MCF (Thousand Cubic Feet) or BCF (Billion Cubic Feet) for gas infrastructure. kV (Kilovolt) for voltage level. [ENUM-REF-CANDIDATE: MW¦kW¦MVA¦kVA¦MCF¦BCF¦kV — 7 candidates stripped; promote to reference product] | NERC Glossary of Terms
asset_registry | master | created_timestamp | Record Created Timestamp | TIMESTAMP |  |  |  | Timestamp when this asset master record was first created in the system. Used for data lineage and audit trail purposes. | ISO 8601 Date and Time Format
asset_registry | master | depreciation_method | Depreciation Method | STRING |  | straight_line¦declining_balance¦sum_of_years_digits¦units_of_production |  | Accounting depreciation method applied to this asset for financial reporting and rate case preparation. Straight-line is most common for utility assets. Method must be approved by the regulatory commission. | GAAP ASC 360
asset_registry | master | eam_system_reference | Enterprise Asset Management (EAM) System ID | STRING |  |  |  | Unique identifier for this asset in the source Enterprise Asset Management system (Oracle WAM or IBM Maximo). Used for bi-directional synchronization between the lakehouse and the operational EAM system. | ISO 55000 Asset Management |  | TRUE | Same as asset.location — this references the asset master record in an external EAM system. It's an external system identifier used for integration purposes.
asset_registry | master | easement_reference | Easement Reference | STRING |  |  |  | Reference to the easement or right-of-way agreement that grants the utility legal access to the asset location. Critical for transmission and distribution assets on private property. Used for legal compliance and property rights management. | ISO 55000 Asset Management
asset_registry | master | ferc_account_code | Federal Energy Regulatory Commission (FERC) Account Code | STRING |  |  |  | FERC Uniform System of Accounts code for regulatory asset classification and depreciation tracking. Examples: 311 (Intangible Plant), 314 (Transmission Plant), 360-373 (Distribution Plant), 101 (Gas Plant in Service). Required for rate case filings and regulatory asset base reporting. | FERC Uniform System of Accounts
asset_registry | master | gas_pressure_zone | Gas Pressure Zone | STRING |  |  |  | Operating pressure zone classification for gas infrastructure assets. Examples: high pressure transmission, medium pressure distribution, low pressure service. Not applicable to electric assets. | PHMSA Pipeline Safety Regulations
asset_registry | master | gis_feature_class | Geographic Information System (GIS) Feature Class | STRING |  |  |  | ESRI ArcGIS feature class name for the spatial representation of this asset. Examples: ElectricTransmissionLine, DistributionTransformer, GasMain, Substation. Links the asset master record to the authoritative spatial record in the GIS system. | ESRI ArcGIS Data Model
asset_registry | master | gis_object_reference | Geographic Information System (GIS) Object ID | STRING |  |  |  | Unique object identifier in the ESRI ArcGIS geodatabase for this asset feature. Enables direct lookup and synchronization between the EAM system (Oracle WAM / IBM Maximo) and the GIS system. | ESRI ArcGIS Data Model |  | TRUE | Same as asset.location — this references a spatial object in an external GIS system. It's an external system identifier, not a FK to a business entity table in this model.
asset_registry | master | in_service_date | In-Service Date | DATE |  |  |  | Date the asset was placed into active service and began generating revenue or providing utility service. This is the official date for depreciation start and regulatory asset base inclusion. Critical for rate case preparation and FERC/PUC reporting. | FERC Uniform System of Accounts
asset_registry | master | installation_date | Installation Date | DATE |  |  |  | Date the asset was physically installed at its location. May precede the in-service date if commissioning and testing are required before the asset is placed into active service. | FERC Uniform System of Accounts
asset_registry | master | land_parcel_reference | Land Parcel Reference | STRING |  |  |  | Reference to the land parcel or property where the asset is located. Typically an assessor parcel number (APN) or legal land description. Used for property rights verification, easement tracking, and real estate tax assessment. | ISO 55000 Asset Management
asset_registry | master | last_modified_timestamp | Record Last Modified Timestamp | TIMESTAMP |  |  |  | Timestamp when this asset master record was last updated. Used for change tracking and data synchronization between systems. | ISO 8601 Date and Time Format
asset_registry | master | location_accuracy_class | Location Accuracy Class | STRING |  | gps_surveyed¦as_built¦estimated¦unknown |  | Classification of the spatial accuracy of the asset location coordinates. GPS-surveyed: sub-meter accuracy from field GPS survey. As-built: derived from engineering as-built drawings. Estimated: approximate location from design drawings or aerial imagery. Unknown: location accuracy not verified. | ESRI ArcGIS Data Model
asset_registry | master | manufacturer | Manufacturer Name | STRING |  |  |  | Name of the original equipment manufacturer (OEM) who produced the asset. Used for warranty tracking, parts sourcing, and technical support. Examples: GE, Siemens, ABB, Schneider Electric, Sensus, Itron. | ISO 55000 Asset Management
asset_registry | master | master_id | Asset Master ID | BIGINT |  |  |  | Unique identifier for the physical utility asset record. Primary key for the asset master entity. Serves as the anchor for all maintenance, inspection, failure, condition, warranty, and capital project records in the asset domain. | ISO 55000 Asset Management | TRUE
asset_registry | master | model_number | Model Number | STRING |  |  |  | Manufacturer model number or designation for the asset. Used to identify technical specifications, compatible parts, and maintenance procedures specific to this model. | ISO 55000 Asset Management
asset_registry | master | naruc_account_code | National Association of Regulatory Utility Commissioners (NARUC) Account Code | STRING |  |  |  | NARUC Uniform System of Accounts code for state-level regulatory reporting. May differ from FERC codes for distribution and retail assets under state PUC jurisdiction. | NARUC Uniform System of Accounts
asset_registry | master | original_cost | Original Cost | DECIMAL(18,2) |  |  |  | Original installed cost of the asset including equipment, labor, materials, and capitalized overheads. This is the basis for depreciation and regulatory asset base valuation. Includes AFUDC (Allowance for Funds Used During Construction) if applicable. | FERC Uniform System of Accounts
asset_registry | master | rated_capacity | Rated Capacity | DECIMAL(18,4) |  |  |  | Nameplate rated capacity of the asset in the appropriate unit of measure. For generation units: MW. For transformers: kVA or MVA. For gas mains: MCF per day. For transmission lines: MVA. Critical for capacity planning, load balancing, and regulatory reporting. | NERC Glossary of Terms
asset_registry | master | regulatory_asset_base_flag | Regulatory Asset Base Inclusion Flag | BOOLEAN |  |  |  | Boolean flag indicating whether this asset is included in the regulatory asset base (rate base) for rate case calculations. True if the asset is used and useful in providing utility service and eligible for cost recovery through rates. False if the asset is excluded from rate base (e.g., non-utility use, under construction, retired). | FERC Uniform System of Accounts
asset_registry | master | retirement_date | Retirement Date | DATE |  |  |  | Date the asset was permanently removed from active service. Marks the end of depreciation and the beginning of decommissioning activities. Nullable for assets still in service. | FERC Uniform System of Accounts
asset_registry | master | salvage_value | Salvage Value | DECIMAL(18,2) |  |  |  | Estimated residual value of the asset at the end of its useful life. Used in depreciation calculations to determine the depreciable base (original cost minus salvage value). Typically expressed in dollars. | GAAP ASC 360
asset_registry | master | serial_number | Serial Number | STRING |  |  |  | Unique serial number assigned by the manufacturer to this specific asset unit. Used for warranty claims, recall tracking, and precise asset identification. | ISO 55000 Asset Management
asset_registry | master | useful_life_years | Useful Life (Years) | INT |  |  |  | Expected useful life of the asset in years for depreciation calculation purposes. Determined by engineering studies and approved by the regulatory commission. Used to calculate annual depreciation expense. | FERC Uniform System of Accounts
asset_registry | master | voltage_level_kv | Voltage Level (kV) | DECIMAL(10,2) |  |  |  | Operating voltage level of the electric asset in kilovolts (kV). Applicable to transmission lines, distribution circuits, transformers, and substations. Examples: 765, 500, 345, 230, 138, 69, 34.5, 13.8, 4.16 kV. Not applicable to gas assets. | IEEE Standard 1547
asset_registry | warranty | capex_project_id | Capital Project Identifier (ID) | BIGINT |  |  | finance.capex_project.capex_project_id | Reference to the capital project under which the warranted asset was installed. Links warranty to Work in Progress (WIP) and Allowance for Funds Used During Construction (AFUDC) tracking for regulatory asset base reporting. Critical for rate case cost allocation. | FERC Uniform System of Accounts
asset_registry | warranty | installation_work_order_id | Installation Work Order Identifier (ID) | BIGINT |  |  | asset.work_order.work_order_id | Reference to the work order that installed or commissioned the warranted asset. Links warranty to installation contractor and workmanship warranty terms. Used to trigger warranty claim workflows when failure events occur within warranty period. | ISO 55000 Asset Management
asset_registry | warranty | master_id | Asset Identifier (ID) | BIGINT |  |  | asset.master.master_id | Reference to the utility asset covered by this warranty. Links to the asset_master product to identify the specific generation, transmission, distribution, or gas infrastructure equipment under warranty coverage. | ISO 55000 Asset Management
asset_registry | warranty | purchase_order_id | Purchase Order Id (Foreign Key) | BIGINT |  |  | supply.purchase_order.purchase_order_id | Foreign key linking to supply.purchase_order. Business justification: Warranty validation requires linking to originating purchase order for cost verification, vendor accountability, and capital project cost tracking. Utilities must prove warranty coverage through procu | Internal - LLM Generated Cross-Domain Link
asset_registry | warranty | renewed_warranty_id |  | BIGINT | self_ref_fk |  | asset.warranty.warranty_id | Self-referencing FK on warranty (renewed_warranty_id)
asset_registry | warranty | vendor_id | Vendor Id (Foreign Key) | BIGINT |  |  | supply.vendor.vendor_id | Foreign key linking to supply.vendor. Business justification: Warranty claims, vendor performance tracking, and insurance certificate validation require formal vendor linkage. Utilities manage warranty providers as vendors for procurement compliance, payment pro | Internal - LLM Generated Cross-Domain Link
asset_registry | warranty | claims_approved_amount | Warranty Claims Approved Amount | DECIMAL(18,2) |  |  |  | Total dollar value of warranty claims approved and paid by the warranty provider to date. Represents actual cost recovery achieved, reducing Operations and Maintenance (O&M) expenses charged to ratepayers. Critical for regulatory reporting and rate case cost justification. Expressed in USD. | FERC Uniform System of Accounts
asset_registry | warranty | claims_denied_amount | Warranty Claims Denied Amount | DECIMAL(18,2) |  |  |  | Total dollar value of warranty claims denied by the warranty provider to date. Denied claims result in costs being charged to utility O&M or CAPEX accounts. High denial rates may indicate warranty term violations, inadequate maintenance documentation, or disputes requiring escalation. Expressed in USD. | FERC Uniform System of Accounts
asset_registry | warranty | claims_filed_count | Warranty Claims Filed Count | INT |  |  |  | Total number of warranty claims filed against this warranty to date. Used to track warranty utilization, identify problematic assets or vendors, and support vendor performance scorecarding. High claim counts may indicate quality issues. | ISO 55000 Asset Management
asset_registry | warranty | claims_pending_amount | Warranty Claims Pending Amount | DECIMAL(18,2) |  |  |  | Total dollar value of warranty claims currently under review by the warranty provider. Represents potential cost recovery not yet realized. Used for financial forecasting and accrual accounting. Expressed in USD. | GAAP ASC 450
asset_registry | warranty | coverage_scope | Warranty Coverage Scope | STRING |  | parts_only¦parts_and_labor¦full_replacement¦performance_guarantee¦on_site_service |  | Defines what costs are covered under the warranty. Parts only covers replacement component costs. Parts and labor includes installation and repair labor. Full replacement covers complete asset replacement if repair is not feasible. Performance guarantee covers operational shortfalls. On-site service includes field service technician dispatch. | UCC Article 2-314
asset_registry | warranty | coverage_terms_summary | Warranty Coverage Terms Summary | STRING |  |  |  | High-level summary of warranty terms and conditions including coverage limitations, exclusions, maintenance requirements, and claim procedures. Full warranty document reference should be maintained in document management system. | UCC Article 2-316
asset_registry | warranty | created_timestamp | Record Created Timestamp | TIMESTAMP |  |  |  | Timestamp when this warranty record was first created in the system. Audit field for data lineage and regulatory compliance. Format: yyyy-MM-ddTHH:mm:ss.SSSXXX. | ISO 8601
asset_registry | warranty | deductible_amount | Warranty Deductible Amount | DECIMAL(18,2) |  |  |  | Dollar amount the utility must pay before warranty coverage applies to a claim. Common in extended service agreements and third-party warranty insurance. Zero for most manufacturer standard warranties. Expressed in USD. | UCC Article 2
asset_registry | warranty | document_reference | Warranty Document Reference | STRING |  |  |  | Reference identifier or URI to the full warranty certificate, agreement, or contract document stored in the enterprise document management system. Provides access to complete warranty terms, conditions, exclusions, and claim procedures. | ISO 15489 Records Management
asset_registry | warranty | duration_months | Warranty Duration in Months | INT |  |  |  | Length of warranty coverage period expressed in months. Standard manufacturer warranties typically range from 12-60 months. Extended service agreements may provide coverage up to 120+ months. Used for warranty lifecycle planning and asset maintenance scheduling. | UCC Article 2
asset_registry | warranty | expiration_date | Warranty Expiration Date | DATE |  |  |  | Date when warranty coverage ends. After this date, repair and replacement costs are charged to Operations and Maintenance (O&M) or Capital Expenditure (CAPEX) accounts rather than recovered from warranty provider. Critical for regulatory asset base reporting. | UCC Article 2-725
asset_registry | warranty | last_modified_by | Record Last Modified By User | STRING |  |  |  | User identifier or name of the person or system process that last updated this warranty record. Supports audit trail for warranty status changes, claim updates, and data corrections. May reference HCM system user ID. | ISO 27001
asset_registry | warranty | last_modified_timestamp | Record Last Modified Timestamp | TIMESTAMP |  |  |  | Timestamp when this warranty record was last updated. Tracks warranty status changes, claim updates, and data corrections. Audit field for data governance and change tracking. Format: yyyy-MM-ddTHH:mm:ss.SSSXXX. | ISO 8601
asset_registry | warranty | maintenance_requirements | Warranty Maintenance Requirements | STRING |  |  |  | Summary of preventive maintenance activities required to maintain warranty validity. Many manufacturer warranties require adherence to specified maintenance schedules and use of OEM parts. Failure to comply may void warranty coverage. Integrates with PM schedule and inspection record products. | UCC Article 2-316
asset_registry | warranty | maximum_claim_value | Maximum Warranty Claim Value | DECIMAL(18,2) |  |  |  | Maximum dollar amount that can be claimed under this warranty over its lifetime. For capital equipment, this may equal or exceed the original asset cost. For performance guarantees, this represents the maximum penalty or credit amount. Expressed in USD. | UCC Article 2
asset_registry | warranty | notes | Warranty Notes | STRING |  |  |  | Free-form text field for additional warranty information, special conditions, claim history narrative, or vendor negotiation details. Used by asset management and procurement teams for warranty administration and vendor relationship management. | ISO 55000 Asset Management
asset_registry | warranty | prorated_flag | Warranty Prorated Coverage Flag | BOOLEAN |  |  |  | Indicates whether warranty coverage value decreases over time on a prorated basis. True if claim reimbursement is reduced based on asset age or usage. False if full coverage applies throughout warranty period. Common in extended warranties for high-value generation equipment. | UCC Article 2
asset_registry | warranty | regulatory_compliance_flag | Regulatory Compliance Flag | BOOLEAN |  |  |  | Indicates whether this warranty is subject to regulatory reporting requirements for rate case cost recovery. True if warranty cost savings must be documented for Public Utility Commission (PUC) or Federal Energy Regulatory Commission (FERC) filings. Supports prudent cost management demonstration. | FERC Uniform System of Accounts
asset_registry | warranty | start_date | Warranty Start Date | DATE |  |  |  | Date when warranty coverage becomes effective. Typically the asset in-service date or substantial completion date for capital projects. Used to calculate warranty expiration and claim eligibility windows. | UCC Article 2-725
asset_registry | warranty | transferable_flag | Warranty Transferable Flag | BOOLEAN |  |  |  | Indicates whether warranty coverage transfers if the asset is relocated, sold, or reassigned to a different facility or service territory. True if warranty remains valid after transfer. False if warranty is void upon asset transfer. Important for asset lifecycle management and divestiture transactions. | UCC Article 2
asset_registry | warranty | warranty_id | Warranty Identifier (ID) | BIGINT |  |  |  | Unique identifier for the warranty record. Primary key for the warranty product. | ISO/IEC 11179 | TRUE
asset_registry | warranty | warranty_number | Warranty Number | STRING |  |  |  | Externally-known unique warranty certificate or agreement number issued by the manufacturer, contractor, or warranty provider. Used for warranty claim filing and tracking. | UCC Article 2
asset_registry | warranty | warranty_status | Warranty Status | STRING |  | active¦expired¦claimed¦voided¦suspended¦pending_activation |  | Current lifecycle status of the warranty. Active indicates warranty is in force and claims can be filed. Expired indicates warranty period has ended. Claimed indicates a claim has been filed. Voided indicates warranty has been invalidated due to misuse or breach of terms. Supports warranty cost recovery workflows. | UCC Article 2-316
asset_registry | warranty | warranty_type | Warranty Type | STRING |  | manufacturer_equipment¦contractor_workmanship¦extended_service_agreement¦performance_guarantee¦parts_only¦full_replacement |  | Classification of the warranty coverage type. Manufacturer equipment warranty covers defects in materials and workmanship from OEM. Contractor workmanship warranty covers installation quality. Extended service agreement provides post-standard warranty coverage. Performance guarantee ensures asset meets specified operational parameters. | UCC Article 2-314, 2-315
asset_registry | warranty | created_by | Record Created By User | STRING |  |  |  | User identifier or name of the person or system process that created this warranty record. Supports audit trail and data quality accountability. May reference Human Capital Management (HCM) system user ID. | ISO 27001
condition_monitoring | condition | master_id | Asset ID | BIGINT |  |  | asset.master.master_id | Reference to the utility asset being assessed. Links to the asset master record in the asset management system (Oracle WAM or IBM Maximo). | EAM (Enterprise Asset Management) Standard
condition_monitoring | condition | source_inspection_record_id | Source Inspection Record Id (Foreign Key) | BIGINT |  |  | asset.inspection_record.inspection_record_id | Foreign key linking to asset.inspection_record. Business justification: Condition assessments are often produced by inspection activities. The existing source_inspection_reference (STRING) is a weak reference that should be replaced with a proper FK to inspection_record. | Internal - LLM Generated Cross-Domain Link
condition_monitoring | condition | assessed_by | Assessed By | STRING |  |  |  | Name or identifier of the inspector, technician, or contractor who performed the condition assessment. May reference internal workforce or external service provider. | Internal Workforce Management Standard
condition_monitoring | condition | assessment_cost | Assessment Cost | DECIMAL(15,2) | confidential |  |  | Total cost incurred to perform the condition assessment, including labor, equipment, and contractor fees. Used for O&M (Operations and Maintenance) expense tracking. | GAAP (Generally Accepted Accounting Principles), Utility Cost Accounting Standards
condition_monitoring | condition | assessment_date | Assessment Date | DATE |  |  |  | Date when the condition assessment was performed. Represents the point-in-time snapshot of asset health. | ISO 55000 Asset Management Standard
condition_monitoring | condition | assessment_method | Assessment Method | STRING |  |  |  | Method or technique used to assess the asset condition. Includes visual inspection, diagnostic testing, oil analysis, thermography, LiDAR (Light Detection and Ranging) scan, ultrasonic testing, and partial discharge testing for electrical equipment. [ENUM-REF-CANDIDATE: visual_inspection¦diagnostic_testing¦oil_analysis¦thermography¦lidar_scan¦ultrasonic_testing¦partial_discharge_testing — 7 candidates stripped; promote to reference product] | IEEE 400 Cable Testing Standards, NETA (InterNational Electrical Testing Association) Standards
condition_monitoring | condition | assessment_notes | Assessment Notes | STRING |  |  |  | Additional free-text notes or observations from the condition assessment. Captures context, environmental factors, or anomalies not covered by structured fields. | Internal Data Management Standard
condition_monitoring | condition | assessment_status | Assessment Status | STRING |  | draft¦approved¦superseded¦archived |  | Lifecycle status of the condition assessment record. Draft assessments are under review; approved assessments are the current authoritative condition state; superseded assessments have been replaced by newer evaluations. | Internal Data Governance Standard
condition_monitoring | condition | assessor_organization | Assessor Organization | STRING |  |  |  | Organization or company that performed the assessment (internal utility workforce, contracted inspection firm, OEM service provider). | Supply Chain and Contractor Management Standard
condition_monitoring | condition | condition_id | Asset Condition ID | BIGINT |  |  |  | Unique identifier for the asset condition assessment record. Primary key for the asset_condition data product. | Internal Data Management Standard | TRUE
condition_monitoring | condition | corrosion_level | Corrosion Level | STRING |  | none¦minor¦moderate¦severe¦critical |  | Assessment of corrosion severity on metal components of the asset. Critical for gas pipelines, transmission towers, and substation structures. | NACE (National Association of Corrosion Engineers) Standards, PHMSA (Pipeline and Hazardous Materials Safety Administration) Integrity Management
condition_monitoring | condition | created_timestamp | Created Timestamp | TIMESTAMP |  |  |  | Timestamp when this condition assessment record was first created in the system. Follows format yyyy-MM-ddTHH:mm:ss.SSSXXX. | Internal Data Management Standard
condition_monitoring | condition | failure_mode_indicators | Failure Mode Indicators | STRING |  |  |  | Observed indicators or symptoms of specific failure modes (e.g., overheating, vibration, oil contamination, partial discharge activity). Free-text field capturing diagnostic findings. | IEEE Reliability Standards, FMEA (Failure Mode and Effects Analysis) Framework
condition_monitoring | condition | health_index | Health Index | DECIMAL(5,2) | restricted,pii |  |  | Normalized health index score (0-100) representing the asset's current condition relative to its expected lifecycle. Higher values indicate better health. Used for asset replacement prioritization and risk-based maintenance planning. | CIGRE (International Council on Large Electric Systems) Asset Health Index Guidelines
condition_monitoring | condition | insulation_condition_score | Insulation Condition Score | DECIMAL(3,1) |  |  |  | Condition score specific to the insulation integrity of electrical assets (transformers, cables, switchgear). Scale of 1.0 to 5.0, where lower scores indicate degraded insulation requiring attention. | IEEE 62 Insulation Testing Standards
condition_monitoring | condition | last_modified_timestamp | Last Modified Timestamp | TIMESTAMP |  |  |  | Timestamp of the most recent update to this condition assessment record. Follows format yyyy-MM-ddTHH:mm:ss.SSSXXX. | Internal Data Management Standard
condition_monitoring | condition | loading_history_factor | Loading History Factor | DECIMAL(5,2) |  |  |  | Factor representing the cumulative impact of historical loading patterns on asset degradation. Values above 1.0 indicate the asset has been operated above nameplate capacity, accelerating wear. | IEEE C57.91 Transformer Loading Guide
condition_monitoring | condition | maintenance_recommendation | Maintenance Recommendation | STRING |  |  |  | Recommended maintenance actions based on the condition assessment (e.g., continue monitoring, schedule preventive maintenance, perform corrective repair, replace asset). Feeds work order generation in EAM system. | EAM Work Management Standard
condition_monitoring | condition | mechanical_condition_score | Mechanical Condition Score | DECIMAL(3,1) |  |  |  | Condition score for mechanical components of the asset (bearings, gears, valves, actuators, structural integrity). Scale of 1.0 to 5.0. | ISO 55000 Asset Management Standard
condition_monitoring | condition | next_assessment_due_date | Next Assessment Due Date | DATE |  |  |  | Scheduled date for the next condition assessment. Driven by regulatory requirements, manufacturer recommendations, or risk-based inspection intervals. | NERC Reliability Standards, PHMSA Integrity Management Requirements
condition_monitoring | condition | overall_condition_score | Overall Condition Score | DECIMAL(3,1) |  |  |  | Aggregated health score representing the overall condition of the asset on a scale of 1.0 to 5.0, where 1.0 indicates critical/failed condition and 5.0 indicates excellent/new condition. This score synthesizes multiple condition attributes and inspection findings. | ISO 55000 Asset Management Standard, Utility Asset Health Index Framework
condition_monitoring | condition | regulatory_compliance_flag | Regulatory Compliance Flag | BOOLEAN |  |  |  | Boolean indicator (True/False) denoting whether this assessment was performed to satisfy a regulatory compliance obligation (NERC, FERC, PUC, PHMSA requirements). | NERC Reliability Standards, FERC Regulations, PHMSA Integrity Management
condition_monitoring | condition | remaining_useful_life_years | Remaining Useful Life (Years) | DECIMAL(5,1) |  |  |  | Estimated remaining useful life of the asset in years, based on current condition, loading history, and expected degradation rate. Used for capital planning and replacement scheduling. | ISO 55000 Asset Management Standard, EPRI (Electric Power Research Institute) Asset Life Models
condition_monitoring | condition | replacement_urgency | Replacement Urgency Rating | STRING |  | immediate¦within_1_year¦1_to_3_years¦3_to_7_years¦beyond_7_years |  | Categorization of replacement urgency based on condition assessment and risk analysis. Drives capital investment prioritization and rate case justification for asset replacement programs. | Utility Asset Investment Planning (AIP) Framework, PUC (Public Utility Commission) Rate Case Standards
condition_monitoring | condition | risk_score | Risk Score | DECIMAL(5,2) |  |  |  | Composite risk score combining probability of failure (derived from condition) and consequence of failure (impact on reliability, safety, and customer service). Used for risk-based maintenance prioritization. | ISO 31000 Risk Management Standard, NERC (North American Electric Reliability Corporation) Reliability Standards
condition_monitoring | condition | trend | Condition Trend | STRING |  | improving¦stable¦degrading¦rapidly_degrading |  | Trend direction of asset condition based on comparison with previous assessments. Rapidly degrading assets require accelerated intervention. | ISO 55000 Asset Management Standard
condition_monitoring | failure_event | compliance_event_id | Compliance Event Id (Foreign Key) | BIGINT |  |  | regulatory.compliance_event.compliance_event_id | Foreign key linking to regulatory.compliance_event. Business justification: Reportable failures (NERC Category 1-5, major outages) trigger mandatory compliance event filings. Links asset failures to regulatory reporting obligations. Critical for NERC violation tracking, penal | Internal - LLM Generated Cross-Domain Link
condition_monitoring | failure_event | corrective_work_order_id | Corrective Work Order Id (Foreign Key) | BIGINT |  |  | asset.work_order.work_order_id | Foreign key linking to asset.work_order. Business justification: Critical operational link: failure events trigger corrective maintenance work orders. The existing work_order_number (STRING) is a business key reference, not a proper FK. Adding corrective_work_order | Internal - LLM Generated Cross-Domain Link
condition_monitoring | failure_event | distribution_outage_event_id | Outage Event ID | BIGINT |  |  | distribution.distribution_outage_event.distribution_outage_event_id | Reference to the associated outage event record in the Outage Management System (OMS). Links the failure to customer impact and service restoration activities. | IEEE Std 1366 (Reliability Indices)
condition_monitoring | failure_event | master_id | Asset ID | BIGINT |  |  | asset.master.master_id | Identifier of the physical asset that experienced the failure. Links to the asset master record in the Enterprise Asset Management (EAM) system. | ISO 55000 Asset Management
condition_monitoring | failure_event | meter_id | Meter Id (Foreign Key) | BIGINT |  |  | metering.meter.meter_id | Foreign key linking to metering.meter. Business justification: Asset failures on metering infrastructure (meter socket failures, CT/PT failures, service panel issues) require direct meter linkage for outage correlation, VEE processing of affected intervals, and c | Internal - LLM Generated Cross-Domain Link
condition_monitoring | failure_event | ppa_contract_id | Ppa Contract Id (Foreign Key) | BIGINT |  |  | market.ppa_contract.ppa_contract_id | Foreign key linking to market.ppa_contract. Business justification: Failure events on PPA-contracted generation assets impact contract performance obligations, trigger availability guarantee calculations, determine liquidated damages exposure, and require counterparty | Internal - LLM Generated Cross-Domain Link
condition_monitoring | failure_event | premise_id | Premise Id (Foreign Key) | BIGINT |  |  | customer.premise.premise_id | Foreign key linking to customer.premise. Business justification: Equipment failures at customer premises (service drops, meters, transformers) require premise linkage for customer impact analysis, outage attribution, and targeted customer communication. Essential f | Internal - LLM Generated Cross-Domain Link
condition_monitoring | failure_event | asset_age_years | Asset Age (Years) | INT |  |  |  | Age of the failed asset in years at the time of failure, calculated from installation date to failure date. Used for age-related failure analysis and asset health scoring. | ISO 55000 Asset Management
condition_monitoring | failure_event | asset_criticality_rating | Asset Criticality Rating | STRING |  | low¦medium¦high¦critical |  | Criticality classification of the failed asset based on customer impact, system reliability importance, and safety considerations. Used for prioritizing corrective actions and replacement investments. | ISO 55000 Asset Management
condition_monitoring | failure_event | asset_location | Asset Location Description | STRING |  |  |  | Physical location description of the failed asset, including substation name, feeder ID, pole number, or street address. Used for geographic failure analysis and crew dispatch. | ESRI ArcGIS Geospatial Standards
condition_monitoring | failure_event | consequential_cost_amount | Consequential Cost Amount | DECIMAL(15,2) | confidential |  |  | Indirect costs resulting from the failure, including lost revenue during outage, customer compensation payments, regulatory penalties, and emergency response costs. | GAAP Financial Reporting Standards
condition_monitoring | failure_event | corrective_action_taken | Corrective Action Taken | STRING |  |  |  | Description of the corrective actions taken to restore service and repair or replace the failed asset. Includes temporary repairs, permanent fixes, and preventive measures implemented. | ISO 55000 Asset Management
condition_monitoring | failure_event | created_timestamp | Record Created Timestamp | TIMESTAMP |  |  |  | Date and time when this failure event record was first created in the system. Used for data lineage and audit trail. | SOX Compliance Requirements
condition_monitoring | failure_event | customer_minutes_interrupted | Customer Minutes Interrupted (CMI) | DECIMAL(12,2) |  |  |  | Total customer-minutes of interruption, calculated as customers_affected_count multiplied by outage_duration_minutes. Direct input to SAIDI calculation. | IEEE Std 1366 (Reliability Indices)
condition_monitoring | failure_event | customers_affected_count | Customers Affected Count | INT |  |  |  | Number of customer accounts that experienced service interruption as a result of this failure. Used for SAIFI calculation and regulatory reporting. | IEEE Std 1366 (Reliability Indices)
condition_monitoring | failure_event | detection_timestamp | Failure Detection Date and Time | TIMESTAMP |  |  |  | Date and time when the failure was first detected by monitoring systems, SCADA alarms, or customer calls. May differ from actual failure timestamp for latent failures. | NERC Reliability Standards
condition_monitoring | failure_event | equipment_type | Equipment Type | STRING |  |  |  | Classification of the failed equipment type (e.g., transformer, circuit breaker, conductor, pole, underground cable, gas main, meter). Used for failure trend analysis by equipment class. | IEEE Equipment Classification Standards
condition_monitoring | failure_event | failure_cause_category | Failure Cause Category | STRING |  |  |  | High-level categorization of the root cause of failure (e.g., equipment defect, environmental conditions, human error, external interference, age-related degradation). Used for trend analysis and preventive maintenance planning. | IEEE Std 493 (Gold Book)
condition_monitoring | failure_event | failure_cost_amount | Total Failure Cost Amount | DECIMAL(15,2) | confidential |  |  | Total cost of the failure event including direct repair costs, replacement parts, labor, equipment rental, and consequential costs such as lost revenue and customer compensation. Used for asset lifecycle cost analysis and replacement prioritization. | GAAP Financial Reporting Standards
condition_monitoring | failure_event | failure_description | Failure Event Description | STRING |  |  |  | Detailed narrative description of the failure event, including observed symptoms, field crew observations, and any unusual circumstances. Free-text field for operational context. | IEEE Std 493 (Gold Book)
condition_monitoring | failure_event | failure_event_id | Failure Event ID | BIGINT |  |  |  | Unique identifier for the asset failure event record. Primary key for the failure event entity. | IEEE Std 493 (Gold Book) | TRUE
condition_monitoring | failure_event | failure_mode | Failure Mode | STRING |  | insulation_breakdown¦mechanical_failure¦corrosion¦overload¦lightning_strike¦third_party_damage |  | Technical classification of how the asset failed. Describes the physical mechanism of failure. [ENUM-REF-CANDIDATE: insulation_breakdown¦mechanical_failure¦corrosion¦overload¦lightning_strike¦third_party_damage¦thermal_degradation¦electrical_fault¦structural_failure¦control_system_failure¦communication_failure¦software_malfunction — promote to reference product] | IEEE Std 493 (Gold Book)
condition_monitoring | failure_event | failure_number | Failure Event Number | STRING |  |  |  | Business identifier for the failure event, typically generated by the Outage Management System (OMS) or EAM system. Used for external reporting and cross-system reference. | IEEE Std 1366 (Reliability Indices)
condition_monitoring | failure_event | failure_severity | Failure Severity Level | STRING |  | minor¦major¦catastrophic |  | Classification of the failure impact severity. Minor: localized impact, quick restoration. Major: significant customer impact or extended outage. Catastrophic: widespread outage, safety risk, or major asset damage. | NERC Reliability Standards
condition_monitoring | failure_event | failure_timestamp | Failure Date and Time | TIMESTAMP |  |  |  | Date and time when the asset failure occurred. Captured from SCADA alarms, OMS event logs, or field crew reports. Critical for reliability index calculations and root cause analysis. | IEEE Std 1366 (Reliability Indices)
condition_monitoring | failure_event | forced_outage_flag | Forced Outage Indicator | BOOLEAN |  |  |  | Indicates whether the failure resulted in a forced (unplanned) outage of the asset. True for unplanned outages, False for failures that did not require immediate service interruption. | NERC Generating Availability Data System (GADS)
condition_monitoring | failure_event | major_event_day_flag | Major Event Day (MED) Indicator | BOOLEAN |  |  |  | Indicates whether this failure occurred during a Major Event Day as defined by IEEE Std 1366. Failures during MEDs are typically excluded from reliability index calculations per regulatory rules. | IEEE Std 1366 (Reliability Indices)
condition_monitoring | failure_event | nerc_reportable_flag | North American Electric Reliability Corporation (NERC) Reportable Indicator | BOOLEAN |  |  |  | Indicates whether this failure event meets NERC criteria for mandatory reporting as a Bulk Electric System (BES) event or reliability standard violation. | NERC Reliability Standards
condition_monitoring | failure_event | outage_duration_minutes | Outage Duration (Minutes) | DECIMAL(10,2) |  |  |  | Total duration of the service interruption in minutes, calculated from failure timestamp to restoration timestamp. Used for SAIDI and CAIDI calculations. | IEEE Std 1366 (Reliability Indices)
condition_monitoring | failure_event | preventive_action_recommended | Preventive Action Recommended | STRING |  |  |  | Recommended preventive actions to avoid similar failures in the future, such as design changes, maintenance procedure updates, or asset replacement programs. | IEEE Std 493 (Gold Book)
condition_monitoring | failure_event | previous_failure_count | Previous Failure Count | INT |  |  |  | Number of previous failure events recorded for this specific asset. Used to identify chronic problem assets and prioritize replacement. | IEEE Std 493 (Gold Book)
condition_monitoring | failure_event | puc_reportable_flag | Public Utility Commission (PUC) Reportable Indicator | BOOLEAN |  |  |  | Indicates whether this failure event meets state PUC criteria for mandatory reporting, typically based on customer impact thresholds or service quality standards. | State PUC Regulations
condition_monitoring | failure_event | rca_completed_flag | Root Cause Analysis (RCA) Completed Indicator | BOOLEAN |  |  |  | Indicates whether a formal Root Cause Analysis has been completed for this failure event. True if RCA is complete, False if pending or not required. | IEEE Std 493 (Gold Book)
condition_monitoring | failure_event | rca_findings | Root Cause Analysis (RCA) Findings | STRING |  |  |  | Summary of the root cause analysis findings, including identified root cause, contributing factors, and recommended corrective actions. Free-text field for detailed engineering analysis. | IEEE Std 493 (Gold Book)
condition_monitoring | failure_event | regulatory_reportable_flag | Regulatory Reportable Event Indicator | BOOLEAN |  |  |  | Indicates whether this failure event meets the threshold for mandatory reporting to regulatory bodies such as NERC, FERC, or state Public Utility Commissions (PUCs). True if reportable, False otherwise. | NERC Reliability Standards
condition_monitoring | failure_event | repair_cost_amount | Direct Repair Cost Amount | DECIMAL(15,2) | confidential |  |  | Direct cost of repairing or replacing the failed asset, including materials, labor, and contractor expenses. Subset of total failure cost. | GAAP Financial Reporting Standards
condition_monitoring | failure_event | restoration_timestamp | Service Restoration Date and Time | TIMESTAMP |  |  |  | Date and time when service was fully restored following the failure event. Used to calculate outage duration and SAIDI contributions. | IEEE Std 1366 (Reliability Indices)
condition_monitoring | failure_event | saidi_contribution | System Average Interruption Duration Index (SAIDI) Contribution | DECIMAL(10,4) |  |  |  | This failure event's contribution to the system-wide SAIDI reliability index, measured in minutes per customer. Calculated as customer_minutes_interrupted divided by total customers served. | IEEE Std 1366 (Reliability Indices)
condition_monitoring | failure_event | saifi_contribution | System Average Interruption Frequency Index (SAIFI) Contribution | DECIMAL(10,4) |  |  |  | This failure event's contribution to the system-wide SAIFI reliability index, measured in interruptions per customer. Calculated as customers_affected_count divided by total customers served. | IEEE Std 1366 (Reliability Indices)
condition_monitoring | failure_event | updated_timestamp | Record Last Updated Timestamp | TIMESTAMP |  |  |  | Date and time when this failure event record was last modified. Used for data lineage and audit trail. | SOX Compliance Requirements
condition_monitoring | failure_event | weather_condition | Weather Condition at Failure | STRING |  |  |  | Weather conditions present at the time of failure. Used to correlate failures with environmental factors and support storm damage analysis. [ENUM-REF-CANDIDATE: clear¦rain¦snow¦ice¦wind¦lightning¦extreme_heat¦extreme_cold¦fog¦tornado¦hurricane — promote to reference product] | National Weather Service Standards
condition_monitoring | inspection_crew | cost_center_id |  | BIGINT | internal |  | finance.cost_center.cost_center_id | FK to finance.cost_center
condition_monitoring | inspection_crew | location_id |  | BIGINT |  |  | asset.location.location_id | Reference to the primary service center or operations facility where this inspection crew is based and reports for duty.
condition_monitoring | inspection_crew | parent_inspection_crew_id |  | BIGINT | self_ref_fk |  | asset.inspection_crew.inspection_crew_id | Self-referencing FK on inspection_crew (parent_inspection_crew_id)
condition_monitoring | inspection_crew | supervisor_employee_id |  | BIGINT | internal |  | workforce.employee.employee_id | FK to workforce.employee
condition_monitoring | inspection_crew | active_from_date |  | DATE |  |  |  | Date when this inspection crew was established and became available for work assignment.
condition_monitoring | inspection_crew | active_until_date |  | DATE |  |  |  | Date when this inspection crew was or will be deactivated or disbanded. Null for currently active crews with no planned end date.
condition_monitoring | inspection_crew | average_inspection_capacity_per_day |  | DECIMAL(10,2) |  |  |  | Average number of asset inspections this crew can complete per working day, used for work order planning and resource allocation.
condition_monitoring | inspection_crew | certification_level |  | STRING |  |  |  | Qualification level of the inspection crew indicating the complexity and criticality of assets they are authorized to inspect.
condition_monitoring | inspection_crew | contractor_company_name |  | STRING |  |  |  | Name of the contracting company providing this inspection crew, applicable only when contractor_flag is True.
condition_monitoring | inspection_crew | contractor_flag |  | BOOLEAN |  |  |  | Indicates whether this inspection crew is composed of contractor personnel (True) or internal utility employees (False).
condition_monitoring | inspection_crew | created_timestamp |  | TIMESTAMP |  |  |  | Timestamp when this inspection crew record was first created in the system.
condition_monitoring | inspection_crew | crew_code |  | STRING |  |  |  | Externally-known unique alphanumeric code assigned to the inspection crew for identification in work orders, scheduling systems, and field operations.
condition_monitoring | inspection_crew | crew_name |  | STRING |  |  |  | Human-readable name or designation of the inspection crew, typically including geographic area or specialization (e.g., 'North Region T&D Inspection Team').
condition_monitoring | inspection_crew | crew_size |  | INT |  |  |  | Number of personnel assigned to this inspection crew, representing the team's capacity for field inspection work.
condition_monitoring | inspection_crew | crew_status |  | STRING |  |  |  | Current operational status of the inspection crew indicating availability for assignment to inspection work orders.
condition_monitoring | inspection_crew | crew_type |  | STRING |  |  |  | Classification of the inspection crew based on the asset infrastructure type they specialize in inspecting.
condition_monitoring | inspection_crew | emergency_response_qualified |  | BOOLEAN |  |  |  | Indicates whether this inspection crew is qualified and available for emergency response and storm restoration inspection work.
condition_monitoring | inspection_crew | equipment_assigned |  | STRING |  |  |  | List of specialized inspection equipment and tools assigned to this crew (e.g., thermal cameras, ultrasonic detectors, climbing gear).
condition_monitoring | inspection_crew | gis_mobile_device_ids |  | STRING |  |  |  | Comma-separated list of GIS-enabled mobile device identifiers assigned to this crew for field data collection and asset location verification.
condition_monitoring | inspection_crew | hourly_labor_rate |  | DECIMAL(10,2) | confidential |  |  | Standard hourly labor rate for this inspection crew, used for work order costing and budget planning. Expressed in local currency.
condition_monitoring | inspection_crew | inspection_crew_id | Inspection Crew Identifier | BIGINT |  |  |  | Primary key for inspection_crew |  | TRUE
condition_monitoring | inspection_crew | last_modified_timestamp |  | TIMESTAMP |  |  |  | Timestamp when this inspection crew record was most recently updated in the system.
condition_monitoring | inspection_crew | last_performance_review_date |  | DATE |  |  |  | Date of the most recent formal performance review conducted for this inspection crew.
condition_monitoring | inspection_crew | last_safety_training_date |  | DATE |  |  |  | Date when the inspection crew last completed mandatory safety training, used to ensure compliance with safety certification requirements.
condition_monitoring | inspection_crew | next_certification_renewal_date |  | DATE |  |  |  | Scheduled date for the crew's next certification renewal or recertification assessment, ensuring continued qualification for inspection work.
condition_monitoring | inspection_crew | notes |  | STRING |  |  |  | Free-form text field for additional information about the inspection crew, including special capabilities, restrictions, or operational notes.
condition_monitoring | inspection_crew | operating_region |  | STRING |  |  |  | Geographic region or service territory where the inspection crew primarily operates, used for work assignment and resource planning.
condition_monitoring | inspection_crew | performance_rating |  | STRING |  |  |  | Most recent performance evaluation rating for this inspection crew based on inspection quality, timeliness, and safety metrics.
condition_monitoring | inspection_crew | safety_incident_count |  | INT |  |  |  | Cumulative count of reportable safety incidents involving this inspection crew, tracked for safety performance monitoring.
condition_monitoring | inspection_crew | shift_schedule |  | STRING |  |  |  | Standard work shift pattern for this inspection crew, determining availability windows for work order assignment.
condition_monitoring | inspection_crew | specialization_tags |  | STRING |  |  |  | Comma-separated list of specialized inspection capabilities or equipment expertise (e.g., 'infrared thermography, drone inspection, high voltage').
condition_monitoring | inspection_crew | union_affiliation |  | STRING |  |  |  | Labor union or collective bargaining unit to which the inspection crew members belong, relevant for scheduling and labor relations.
condition_monitoring | inspection_crew | vehicle_fleet_ids |  | STRING |  |  |  | Comma-separated list of vehicle identifiers assigned to this inspection crew for field mobility and equipment transport.
condition_monitoring | inspection_crew | work_order_system_user_group |  | STRING |  |  |  | User group or role identifier in the EAM work order system (Oracle WAM/IBM Maximo) that this crew is assigned to for work visibility and assignment.
condition_monitoring | inspection_record | compliance_obligation_id | Compliance Obligation Id (Foreign Key) | BIGINT |  |  | regulatory.compliance_obligation.compliance_obligation_id | Foreign key linking to regulatory.compliance_obligation. Business justification: Inspections fulfill specific regulatory obligations (NERC FAC standards, pipeline integrity rules, substation inspections). Tracks which obligation each inspection satisfies. Removes denormalized regu | Internal - LLM Generated Cross-Domain Link
condition_monitoring | inspection_record | inspection_crew_id | Inspection Crew ID | BIGINT |  |  | asset.inspection_crew.inspection_crew_id | Identifier of the crew or team that performed the inspection, if applicable. Used when inspections are performed by multi-person teams. | Workforce Management System
condition_monitoring | inspection_record | inspector_id | Inspector ID | BIGINT |  |  | asset.inspector.inspector_id | Identifier of the employee or contractor who performed the inspection. Links to workforce or employee master data. | Human Capital Management System
condition_monitoring | inspection_record | master_id | Asset ID | BIGINT |  |  | asset.master.master_id | Identifier of the utility asset that was inspected (generation unit, transmission line, distribution transformer, gas main, substation equipment, etc.). | EAM Asset Master
condition_monitoring | inspection_record | premise_id | Premise Id (Foreign Key) | BIGINT |  |  | customer.premise.premise_id | Foreign key linking to customer.premise. Business justification: Meter inspections, service point checks, and safety inspections occur at customer premises. Required for regulatory compliance reporting, customer notification of inspection results, and access schedu | Internal - LLM Generated Cross-Domain Link
condition_monitoring | inspection_record | primary_inspection_work_order_id | Work Order ID | BIGINT |  |  | asset.work_order.work_order_id | Reference to the work order under which this inspection was performed, if applicable. Links inspection to maintenance or project work. | Oracle WAM / IBM Maximo Work Order
condition_monitoring | inspection_record | corrective_action_priority | Corrective Action Priority | STRING |  | immediate¦urgent¦routine¦deferred |  | Priority level for recommended corrective actions (immediate, urgent, routine, deferred). Determines the timeframe for follow-up work. | EAM Work Management
condition_monitoring | inspection_record | corrective_action_recommendation | Corrective Action Recommendation | STRING |  |  |  | Inspector recommendation for corrective actions to address identified deficiencies. May include repair, replacement, monitoring, or further investigation. | EAM Corrective Action Management
condition_monitoring | inspection_record | corrective_action_required_flag | Corrective Action Required Flag | BOOLEAN |  |  |  | Boolean indicator of whether corrective action or follow-up work is required based on inspection findings. True if action required, False otherwise. | EAM Corrective Action Management
condition_monitoring | inspection_record | created_timestamp | Created Timestamp | TIMESTAMP |  |  |  | Timestamp when this inspection record was first created in the system. Used for audit trail and data lineage tracking. | Internal Data Management Standard
condition_monitoring | inspection_record | deficiency_count | Deficiency Count | INT |  |  |  | Number of distinct deficiencies or issues identified during this inspection. Used for deficiency tracking and trend analysis. | EAM Deficiency Management
condition_monitoring | inspection_record | deficiency_description | Deficiency Description | STRING |  |  |  | Detailed narrative description of the deficiencies, anomalies, or issues identified during the inspection. Includes inspector observations and findings. | EAM Inspection Documentation
condition_monitoring | inspection_record | deficiency_identified_flag | Deficiency Identified Flag | BOOLEAN |  |  |  | Boolean indicator of whether any deficiencies, anomalies, or issues were identified during the inspection. True if deficiencies found, False otherwise. | EAM Deficiency Management
condition_monitoring | inspection_record | deficiency_severity | Deficiency Severity | STRING |  | critical¦high¦medium¦low¦none |  | Highest severity rating of any deficiency identified during the inspection (critical, high, medium, low, none). Drives prioritization of corrective actions. | NERC Transmission Reliability Standards, PHMSA Integrity Management
condition_monitoring | inspection_record | inspection_date | Inspection Date | DATE |  |  |  | The date on which the field inspection was performed. This is the principal business event timestamp for the inspection occurrence. | NERC FAC-003, PHMSA 49 CFR 192
condition_monitoring | inspection_record | inspection_document_reference | Inspection Document Reference | STRING |  |  |  | Reference identifier or URI to external inspection documentation, photos, test reports, or supporting materials stored in document management system. | EAM Document Management System
condition_monitoring | inspection_record | inspection_end_time | Inspection End Time | TIMESTAMP |  |  |  | Timestamp when the inspection activity was completed in the field. Used to calculate inspection duration and labor hours. | EAM Time Tracking
condition_monitoring | inspection_record | inspection_findings | Inspection Findings | STRING |  |  |  | Comprehensive narrative of all inspection findings, observations, measurements, and assessments. Serves as the primary inspection documentation record. | NERC FAC-003, PHMSA 49 CFR 192
condition_monitoring | inspection_record | inspection_frequency_days | Inspection Frequency Days | INT |  |  |  | Required inspection frequency in days based on regulatory requirements or internal maintenance standards. Used to calculate next inspection due date. | NERC FAC-003, PHMSA 49 CFR 192
condition_monitoring | inspection_record | inspection_latitude | Inspection Latitude | DECIMAL(10,7) | restricted,pii_address |  |  | Geographic latitude coordinate of the inspection location in decimal degrees. Used for spatial analysis and GIS integration. | ESRI ArcGIS GIS Standard
condition_monitoring | inspection_record | inspection_location | Inspection Location | STRING |  |  |  | Physical location or site where the inspection was performed. May include substation name, line segment, pole number, or GPS coordinates. | ESRI ArcGIS GIS Reference
condition_monitoring | inspection_record | inspection_longitude | Inspection Longitude | DECIMAL(10,7) | restricted,pii_address |  |  | Geographic longitude coordinate of the inspection location in decimal degrees. Used for spatial analysis and GIS integration. | ESRI ArcGIS GIS Standard
condition_monitoring | inspection_record | inspection_method | Inspection Method | STRING |  |  |  | Detailed description of the inspection methodology, tools, and techniques used. May include equipment model numbers, test procedures, and measurement protocols. | EAM Inspection Standards
condition_monitoring | inspection_record | inspection_notes | Inspection Notes | STRING |  |  |  | Additional notes, comments, or observations recorded by the inspector. Captures contextual information not covered in structured fields. | EAM Inspection Documentation
condition_monitoring | inspection_record | inspection_number | Inspection Number | STRING |  |  |  | Business identifier for the inspection event, often a human-readable reference number used in field operations and regulatory reporting. | EAM Inspection Management
condition_monitoring | inspection_record | inspection_photos_attached_flag | Inspection Photos Attached Flag | BOOLEAN |  |  |  | Boolean indicator of whether photographic documentation was captured and attached to this inspection record. True if photos attached, False otherwise. | EAM Document Management
condition_monitoring | inspection_record | inspection_program | Inspection Program | STRING |  |  |  | Name or code of the regulatory or internal inspection program under which this inspection was conducted (e.g., NERC Transmission Vegetation Management, PHMSA Integrity Management Program, PUC General Order 165 compliance). | NERC FAC-003, PHMSA 49 CFR 192, PUC General Order 165
condition_monitoring | inspection_record | inspection_record_id | Inspection Record ID | BIGINT |  |  |  | Unique identifier for the inspection record. Primary key for the inspection_record product. | Internal Data Management Standard | TRUE
condition_monitoring | inspection_record | inspection_result | Inspection Result | STRING |  | pass¦fail¦conditional¦not_applicable |  | Overall outcome of the inspection (pass, fail, conditional, not applicable). High-level finding that determines whether corrective action is required. | NERC FAC-003, PHMSA 49 CFR 192
condition_monitoring | inspection_record | inspection_start_time | Inspection Start Time | TIMESTAMP |  |  |  | Timestamp when the inspection activity began in the field. Used for labor tracking and compliance documentation. | EAM Time Tracking
condition_monitoring | inspection_record | inspection_status | Inspection Status | STRING |  | scheduled¦in_progress¦completed¦cancelled¦deferred |  | Current lifecycle status of the inspection record (scheduled, in progress, completed, cancelled, deferred). Tracks the inspection workflow state. | EAM Inspection Workflow
condition_monitoring | inspection_record | inspection_type | Inspection Type | STRING |  | aerial_patrol¦ground_patrol¦thermographic¦ultrasonic¦pipeline_integrity¦transformer_oil_analysis |  | Classification of the inspection method or technique used (aerial patrol, ground patrol, thermographic, ultrasonic, pipeline integrity, transformer oil analysis). Determines the inspection protocol and equipment used. | NERC FAC-003, PHMSA 49 CFR 192
condition_monitoring | inspection_record | inspector_name | Inspector Name | STRING |  |  |  | Full name of the inspector who performed the inspection. Captured for audit trail and regulatory reporting purposes. | Human Capital Management System
condition_monitoring | inspection_record | last_modified_timestamp | Last Modified Timestamp | TIMESTAMP |  |  |  | Timestamp when this inspection record was last updated in the system. Used for audit trail and change tracking. | Internal Data Management Standard
condition_monitoring | inspection_record | next_inspection_due_date | Next Inspection Due Date | DATE |  |  |  | Scheduled date for the next inspection of this asset based on inspection frequency requirements and current inspection findings. Used for preventive maintenance scheduling. | EAM Preventive Maintenance Scheduling
condition_monitoring | inspection_record | regulatory_compliance_flag | Regulatory Compliance Flag | BOOLEAN |  |  |  | Boolean indicator of whether this inspection was performed to satisfy a regulatory compliance requirement. True for regulatory inspections, False for internal inspections. | NERC, FERC, PUC Compliance Requirements
condition_monitoring | inspection_record | weather_conditions | Weather Conditions | STRING |  |  |  | Weather conditions at the time of inspection. Relevant for outdoor inspections where weather may affect inspection quality or asset condition assessment. | Field Operations Documentation
condition_monitoring | inspector | employee_id |  | BIGINT |  |  | workforce.employee.employee_id | Identifier of the supervisor or manager responsible for overseeing this inspector's work assignments and performance.
condition_monitoring | inspector | lead_inspector_id |  | BIGINT | self_ref_fk |  | asset.inspector.inspector_id | Self-referencing FK on inspector (lead_inspector_id)
condition_monitoring | inspector | vendor_id |  | BIGINT |  |  | supply.vendor.vendor_id | Identifier of the contracting vendor company if the inspector is a contractor or third-party resource. Null for internal employees.
condition_monitoring | inspector | authorized_asset_classes |  | STRING |  |  |  | Comma-separated list of asset class codes that the inspector is certified and authorized to inspect based on training and certification.
condition_monitoring | inspector | background_check_date |  | DATE |  |  |  | Date when the most recent background check was completed for the inspector, required for access to critical infrastructure.
condition_monitoring | inspector | certification_level |  | STRING |  |  |  | Qualification level of the inspector indicating scope of inspection authority and asset complexity they are authorized to inspect.
condition_monitoring | inspector | created_timestamp |  | TIMESTAMP |  |  |  | Timestamp when the inspector record was first created in the system.
condition_monitoring | inspector | email_address |  | STRING | restricted,pii_email |  |  | Primary corporate email address for the inspector used for work order notifications and inspection report distribution.
condition_monitoring | inspector | emergency_contact_name |  | STRING | confidential |  |  | Name of the emergency contact person for the inspector in case of workplace incidents or accidents.
condition_monitoring | inspector | emergency_contact_phone |  | STRING | confidential,pii_phone |  |  | Phone number of the emergency contact person for the inspector.
condition_monitoring | inspector | first_name |  | STRING | restricted,pii_name |  |  | Legal first name of the inspector as recorded in human resources systems.
condition_monitoring | inspector | geographic_territory |  | STRING |  |  |  | Geographic service territory or region assigned to the inspector for inspection coverage (e.g., district codes, county names, or service area identifiers).
condition_monitoring | inspector | hire_date |  | DATE |  |  |  | Date when the inspector was hired or contracted by the utility company.
condition_monitoring | inspector | home_location_code |  | STRING |  |  |  | Code identifying the primary work location or service center where the inspector is based for dispatch and assignment purposes.
condition_monitoring | inspector | inspection_count |  | INT |  |  |  | Cumulative number of inspections completed by this inspector across all asset types and inspection programs.
condition_monitoring | inspector | inspector_id | Inspector Identifier | BIGINT |  |  |  | Primary key for inspector |  | TRUE
condition_monitoring | inspector | inspector_number |  | STRING |  |  |  | Business identifier assigned to the inspector for external reference and reporting. Typically follows utility-specific numbering convention.
condition_monitoring | inspector | inspector_type |  | STRING |  |  |  | Classification of the inspector based on employment relationship. Internal inspectors are utility employees, contractors are external resources, third-party are independent auditors, and regulatory are government agency inspectors.
condition_monitoring | inspector | last_name |  | STRING | restricted,pii_name |  |  | Legal last name of the inspector as recorded in human resources systems.
condition_monitoring | inspector | license_expiration_date |  | DATE |  |  |  | Date when the inspector's license expires and requires renewal to continue performing inspections.
condition_monitoring | inspector | license_number |  | STRING | confidential |  |  | State or regulatory body issued license number authorizing the inspector to perform inspections on utility assets.
condition_monitoring | inspector | middle_initial |  | STRING |  |  |  | Middle initial of the inspector, if applicable.
condition_monitoring | inspector | mobile_device_code |  | STRING |  |  |  | Identifier of the mobile device or tablet assigned to the inspector for field data collection and work order management. |  |  | TRUE | mobile_device_id is a reference to an external mobile device (hardware/infrastructure) used by inspectors in the field. Per TIER 1 of the Business Relevance Gate, mobile devices are infrastructure/hardware concepts, not core business entities. No mobile_device table exists in the model, and a utility company would not track mobile devices as a first-class business entity in their asset/operational model — they would reference them by an external identifier. KEEP_AS_IS with rename to remove _id suffix.
condition_monitoring | inspector | nerc_clearance_level |  | STRING |  |  |  | Security clearance level for the inspector to access critical cyber and physical assets under NERC Critical Infrastructure Protection standards.
condition_monitoring | inspector | notes |  | STRING |  |  |  | Free-form text field for additional notes, comments, or special instructions related to the inspector's qualifications, restrictions, or administrative details.
condition_monitoring | inspector | phone_number |  | STRING | restricted,pii_phone |  |  | Primary contact phone number for the inspector, typically mobile device for field communication.
condition_monitoring | inspector | quality_rating |  | DECIMAL(3,2) |  |  |  | Performance quality score for the inspector based on inspection accuracy, completeness, and audit results. Scale of 0.00 to 5.00.
condition_monitoring | inspector | safety_certification_date |  | DATE |  |  |  | Date when the inspector last completed required safety training and certification for working on energized equipment and in hazardous environments.
condition_monitoring | inspector | specialization |  | STRING |  |  |  | Primary area of technical expertise for the inspector (e.g., transmission lines, substations, transformers, gas pipelines, distribution equipment, generation facilities). [ENUM-REF-CANDIDATE: transmission_lines¦substations¦transformers¦gas_pipelines¦distribution_equipment¦generation_facilities¦metering¦protection_systems — promote to reference product]
condition_monitoring | inspector | status |  | STRING |  |  |  | Current operational status of the inspector indicating availability for inspection assignments.
condition_monitoring | inspector | termination_date |  | DATE |  |  |  | Date when the inspector's employment or contract with the utility ended. Null for active inspectors.
condition_monitoring | inspector | union_membership_flag |  | BOOLEAN |  |  |  | Indicates whether the inspector is a member of a labor union. True if union member, False otherwise.
condition_monitoring | inspector | updated_timestamp |  | TIMESTAMP |  |  |  | Timestamp when the inspector record was last modified in the system.
condition_monitoring | inspector | years_of_experience |  | INT |  |  |  | Total number of years the inspector has been performing asset inspections in the utility industry.
maintenance_operations | pm_schedule | compliance_obligation_id | Compliance Obligation Id (Foreign Key) | BIGINT |  |  | regulatory.compliance_obligation.compliance_obligation_id | Foreign key linking to regulatory.compliance_obligation. Business justification: PM schedules driven by specific regulatory obligations (NERC vegetation management, EPA leak detection, PUC inspection mandates). Links maintenance frequency to regulatory requirements. Removes denorm | Internal - LLM Generated Cross-Domain Link
maintenance_operations | pm_schedule | cost_center_id | Cost Center Id (Foreign Key) | BIGINT |  |  | finance.cost_center.cost_center_id | Foreign key linking to finance.cost_center. Business justification: PM schedules must allocate maintenance labor and material budgets to cost centers for financial planning, variance analysis, and regulatory cost-of-service reporting. Replaces denormalized cost_center | Internal - LLM Generated Cross-Domain Link
maintenance_operations | pm_schedule | master_id | Asset ID | BIGINT |  |  | asset.master.master_id | Foreign key reference to the specific asset to which this PM schedule is assigned. Null if the schedule applies to an asset class rather than an individual asset. | ISO 55000 Asset Management
maintenance_operations | pm_schedule | ppa_contract_id | Ppa Contract Id (Foreign Key) | BIGINT |  |  | market.ppa_contract.ppa_contract_id | Foreign key linking to market.ppa_contract. Business justification: Preventive maintenance schedules for PPA assets must align with contract availability requirements, coordinate planned outages with counterparty notification obligations, and ensure maintenance doesn' | Internal - LLM Generated Cross-Domain Link
maintenance_operations | pm_schedule | asset_class_code | Asset Class Code | STRING |  |  |  | Code identifying the asset class (e.g., 'XFMR-DIST', 'BREAKER-HV', 'GAS-REGULATOR') to which this PM schedule applies. Used when the schedule is applied to all assets of a given type rather than a specific asset. | ISO 55000 Asset Management
maintenance_operations | pm_schedule | auto_generate_work_order_flag | Auto-Generate Work Order Flag | BOOLEAN |  |  |  | Boolean flag indicating whether work orders should be automatically generated when the schedule triggers (True) or require manual creation (False). | ISO 55000 Asset Management
maintenance_operations | pm_schedule | created_timestamp | Created Timestamp | TIMESTAMP |  |  |  | Timestamp when this PM schedule record was first created in the source system. | ISO 55000 Asset Management
maintenance_operations | pm_schedule | effective_end_date | Effective End Date | DATE |  |  |  | Date when this PM schedule expires or is retired. Null for schedules with no planned end date. | ISO 55000 Asset Management
maintenance_operations | pm_schedule | effective_start_date | Effective Start Date | DATE |  |  |  | Date when this PM schedule becomes active and begins generating work orders. | ISO 55000 Asset Management
maintenance_operations | pm_schedule | estimated_duration_hours | Estimated Duration Hours | DECIMAL(8,2) |  |  |  | Estimated duration in hours required to complete the preventive maintenance tasks. Used for work planning and resource scheduling. | ISO 55000 Asset Management
maintenance_operations | pm_schedule | estimated_outage_duration_hours | Estimated Outage Duration Hours | DECIMAL(8,2) |  |  |  | Estimated duration in hours that the asset will be out of service if an outage is required. Used for outage planning and customer impact assessment. | ISO 55000 Asset Management
maintenance_operations | pm_schedule | frequency_interval | Frequency Interval | INT |  |  |  | Numeric interval for the PM schedule frequency (e.g., 90 for 90 days, 10000 for 10,000 operating hours). Interpretation depends on frequency_type and frequency_unit. | ISO 55000 Asset Management
maintenance_operations | pm_schedule | frequency_type | Frequency Type | STRING |  | calendar¦meter¦condition¦event |  | Type of frequency basis for the PM schedule. Calendar-based schedules trigger on time intervals (e.g., every 90 days). Meter-based schedules trigger on usage metrics (e.g., every 10,000 operating hours). Condition-based schedules trigger on asset condition thresholds. Event-based schedules trigger on specific operational events. | ISO 55000 Asset Management
maintenance_operations | pm_schedule | frequency_unit | Frequency Unit | STRING |  |  |  | Unit of measure for the frequency interval (e.g., days, weeks, months, years for calendar-based; hours, cycles, starts for meter-based). [ENUM-REF-CANDIDATE: days¦weeks¦months¦years¦hours¦cycles¦starts — 7 candidates stripped; promote to reference product] | ISO 55000 Asset Management
maintenance_operations | pm_schedule | grace_period_days | Grace Period Days | INT |  |  |  | Number of days after the next due date that the maintenance can be performed without being considered overdue. Provides scheduling flexibility while maintaining compliance. | ISO 55000 Asset Management
maintenance_operations | pm_schedule | last_modified_by | Last Modified By User | STRING |  |  |  | User ID or name of the person who last modified this PM schedule record. | ISO 55000 Asset Management
maintenance_operations | pm_schedule | last_modified_timestamp | Last Modified Timestamp | TIMESTAMP |  |  |  | Timestamp when this PM schedule record was last modified in the source system. | ISO 55000 Asset Management
maintenance_operations | pm_schedule | last_performed_date | Last Performed Date | DATE |  |  |  | Date when the preventive maintenance was last completed for this schedule. Used to calculate the next due date. | ISO 55000 Asset Management
maintenance_operations | pm_schedule | lead_time_days | Lead Time Days | INT |  |  |  | Number of days before the next due date that the work order should be generated. Allows time for planning, material procurement, and crew scheduling. | ISO 55000 Asset Management
maintenance_operations | pm_schedule | maintenance_task_description | Maintenance Task Description | STRING |  |  |  | Detailed description of the preventive maintenance tasks to be performed (e.g., 'Inspect breaker contacts, test trip mechanism, verify protective relay settings, perform oil dielectric test'). | ISO 55000 Asset Management
maintenance_operations | pm_schedule | next_due_date | Next Due Date | DATE |  |  |  | Calculated date when the next preventive maintenance is due based on the frequency interval and last performed date. Work orders are typically auto-generated when this date approaches. | ISO 55000 Asset Management
maintenance_operations | pm_schedule | outage_required_flag | Outage Required Flag | BOOLEAN |  |  |  | Boolean flag indicating whether the maintenance task requires taking the asset out of service (True) or can be performed while the asset is energized/in-service (False). | ISO 55000 Asset Management
maintenance_operations | pm_schedule | pm_plan_name | Preventive Maintenance (PM) Plan Name | STRING |  |  |  | Descriptive name of the preventive maintenance plan (e.g., 'Quarterly Transformer Oil Analysis', 'Annual Substation Breaker Inspection'). | ISO 55000 Asset Management
maintenance_operations | pm_schedule | pm_plan_number | Preventive Maintenance (PM) Plan Number | STRING |  |  |  | Business identifier for the PM plan, typically assigned by the Enterprise Asset Management (EAM) system (Oracle WAM or IBM Maximo). Used for external reference and reporting. | ISO 55000 Asset Management
maintenance_operations | pm_schedule | pm_schedule_id | Preventive Maintenance (PM) Schedule ID | BIGINT |  |  |  | Unique identifier for the preventive maintenance schedule record. Primary key. | ISO 55000 Asset Management | TRUE
maintenance_operations | pm_schedule | priority | Maintenance Priority | STRING |  | critical¦high¦medium¦low |  | Priority level for the preventive maintenance schedule. Critical schedules support Bulk Electric System (BES) assets and NERC compliance. High priority schedules support key distribution and transmission infrastructure. Medium and low priority schedules support general asset population. | ISO 55000 Asset Management
maintenance_operations | pm_schedule | required_craft | Required Craft | STRING |  |  |  | Craft or trade skill required to perform the maintenance (e.g., 'Electrician', 'Lineman', 'Instrument Technician', 'Gas Technician'). May reference a craft code from the EAM system. | ISO 55000 Asset Management
maintenance_operations | pm_schedule | required_crew_size | Required Crew Size | INT |  |  |  | Number of personnel required to perform the maintenance task safely and efficiently. | ISO 55000 Asset Management
maintenance_operations | pm_schedule | required_materials | Required Materials | STRING |  |  |  | List or description of materials, parts, and consumables required for the maintenance task (e.g., 'Transformer oil, oil filter, gaskets, contact cleaner'). | ISO 55000 Asset Management
maintenance_operations | pm_schedule | safety_requirements | Safety Requirements | STRING |  |  |  | Special safety requirements, permits, or precautions needed for the maintenance task (e.g., 'Confined space entry permit required', 'High voltage switching procedure', 'Gas detection required'). | OSHA Standards
maintenance_operations | pm_schedule | schedule_status | Schedule Status | STRING |  | active¦suspended¦retired¦pending |  | Current lifecycle status of the PM schedule. Active schedules generate work orders on trigger. Suspended schedules are temporarily paused. Retired schedules are no longer in use. Pending schedules are awaiting activation. | ISO 55000 Asset Management
maintenance_operations | pm_schedule | seasonal_restriction | Seasonal Restriction | STRING |  |  |  | Seasonal constraints on when the maintenance can be performed (e.g., 'Avoid peak summer months', 'Winter only', 'Spring/Fall preferred'). Used for maintenance that requires outages during low-demand periods. | ISO 55000 Asset Management
maintenance_operations | pm_schedule | work_location_code | Work Location Code | STRING |  |  |  | Geographic or organizational location code where the maintenance will be performed. Used for crew dispatch and regional maintenance planning. | ISO 55000 Asset Management
maintenance_operations | pm_schedule | work_order_type | Work Order Type | STRING |  |  |  | Type of work order to be generated when this PM schedule triggers (e.g., 'PM-INSPECTION', 'PM-SERVICE', 'PM-TESTING'). Maps to work order type codes in the EAM system. | ISO 55000 Asset Management
maintenance_operations | pm_schedule | created_by | Created By User | STRING |  |  |  | User ID or name of the person who created this PM schedule record in the EAM system. | ISO 55000 Asset Management
maintenance_operations | work_order | account_id | Account Id (Foreign Key) | BIGINT |  |  | customer.account.account_id | Foreign key linking to customer.account. Business justification: Customer-requested work orders (service upgrades, complaint resolution, move-in/move-out) must link to accounts for cost recovery, billing, and customer communication. Standard utility field service m | Internal - LLM Generated Cross-Domain Link
maintenance_operations | work_order | capex_project_id | Work in Progress (WIP) Project ID | BIGINT |  |  | finance.capex_project.capex_project_id | Foreign key reference to the capital project or WIP account to which this work order cost should be allocated. Used for capital project tracking and rate base reporting. | FERC Uniform System of Accounts
maintenance_operations | work_order | cost_center_id | Cost Center Id (Foreign Key) | BIGINT |  |  | finance.cost_center.cost_center_id | Foreign key linking to finance.cost_center. Business justification: Work order cost settlement requires linking actual labor/material costs to cost centers for financial accounting, budget variance reporting, and FERC account classification. Essential for work order c | Internal - LLM Generated Cross-Domain Link
maintenance_operations | work_order | generating_unit_id |  | BIGINT |  |  | generation.generating_unit.generating_unit_id | FK to generation.generating_unit.generating_unit_id — Links maintenance work orders to specific generation assets — required for generation unit availability tracking, NERC GADS reporting, and maintenance cost allocation to generating units.
maintenance_operations | work_order | location_id | Location ID | BIGINT |  |  | asset.location.location_id | Foreign key reference to the physical location where the work is to be performed. May reference a substation, plant, facility, or geographic service area. | ESRI ArcGIS Geospatial Standards
maintenance_operations | work_order | master_id | Asset ID | BIGINT |  |  | asset.master.master_id | Foreign key reference to the primary asset on which this work order is being performed. Links to the asset master record in the asset management domain. | ISO 55000 Asset Management
maintenance_operations | work_order | pm_schedule_id | Preventive Maintenance (PM) Schedule ID | BIGINT |  |  | asset.pm_schedule.pm_schedule_id | Foreign key reference to the preventive maintenance schedule or plan that generated this work order. Applicable only for PM work order types. | ISO 55000 Asset Management
maintenance_operations | work_order | ppa_contract_id | Ppa Contract Id (Foreign Key) | BIGINT |  |  | market.ppa_contract.ppa_contract_id | Foreign key linking to market.ppa_contract. Business justification: Work orders on PPA-contracted generation assets must track governing contract for cost allocation to counterparty, compliance with maintenance windows, and contract performance reporting required by F | Internal - LLM Generated Cross-Domain Link
maintenance_operations | work_order | actual_finish_timestamp | Actual Finish Timestamp | TIMESTAMP |  |  |  | Actual date and time when work was completed, captured from crew check-out or mobile work management system. Used for cycle time analysis and reliability reporting. | ISO 55000 Asset Management
maintenance_operations | work_order | actual_labor_hours | Actual Labor Hours | DECIMAL(10,2) |  |  |  | Total labor hours actually expended on the work order, captured from crew time sheets and used for cost accounting and productivity analysis. | ISO 55000 Asset Management
maintenance_operations | work_order | actual_material_cost | Actual Material Cost | DECIMAL(15,2) |  |  |  | Actual cost of materials, parts, and supplies consumed during work order execution, expressed in USD. Captured from inventory withdrawals and purchase orders. | GAAP (Generally Accepted Accounting Principles)
maintenance_operations | work_order | actual_start_timestamp | Actual Start Timestamp | TIMESTAMP |  |  |  | Actual date and time when work commenced, captured from crew check-in or mobile work management system. Used for performance measurement and outage duration calculation. | ISO 55000 Asset Management
maintenance_operations | work_order | actual_total_cost | Actual Total Cost | DECIMAL(15,2) |  |  |  | Total actual cost incurred for the work order including all labor, materials, equipment, and overhead charges, expressed in USD. Used for financial reporting and rate case cost substantiation. | GAAP (Generally Accepted Accounting Principles)
maintenance_operations | work_order | afudc_eligible_flag | Allowance for Funds Used During Construction (AFUDC) Eligible Flag | BOOLEAN |  |  |  | Boolean indicator (True/False) specifying whether the work order costs are eligible for AFUDC capitalization under FERC accounting rules. True indicates AFUDC-eligible capital work; False indicates non-eligible work. | FERC Uniform System of Accounts
maintenance_operations | work_order | approved_by | Approved By | STRING |  |  |  | User ID or name of the supervisor, manager, or authorized approver who approved the work order for execution. Used for authorization audit trail and compliance verification. | SOX (Sarbanes-Oxley Act)
maintenance_operations | work_order | approved_timestamp | Approved Timestamp | TIMESTAMP |  |  |  | Date and time when the work order was approved for execution. Used for workflow tracking and authorization audit. | SOX (Sarbanes-Oxley Act)
maintenance_operations | work_order | closed_by | Closed By | STRING |  |  |  | User ID or name of the individual who closed the work order after verifying completion and approving final costs. Used for accountability and audit trail. | ISO 55000 Asset Management
maintenance_operations | work_order | closed_timestamp | Closed Timestamp | TIMESTAMP |  |  |  | Date and time when the work order was formally closed and finalized. Used for cycle time measurement and financial period cutoff. | ISO 55000 Asset Management
maintenance_operations | work_order | completion_notes | Completion Notes | STRING |  |  |  | Free-text field capturing crew observations, work performed, issues encountered, follow-up actions required, and any deviations from the original work plan. Used for knowledge capture and continuous improvement. | ISO 55000 Asset Management
maintenance_operations | work_order | cost_classification | Cost Classification (OPEX vs CAPEX) | STRING |  | opex¦capex |  | Accounting classification of the work order cost: OPEX (Operating Expenditure) for routine maintenance and repairs expensed in the current period, or CAPEX (Capital Expenditure) for asset improvements capitalized and depreciated over time. Critical for regulatory rate case reporting and financial statement preparation. | FERC Uniform System of Accounts
maintenance_operations | work_order | craft_trade_required | Craft or Trade Required | STRING |  |  |  | Skilled trade or craft discipline required to perform the work, such as electrician, lineman, mechanic, welder, or instrumentation technician. Used for crew assignment and labor planning. | OSHA 29 CFR 1910 (Occupational Safety and Health Standards)
maintenance_operations | work_order | created_timestamp | Created Timestamp | TIMESTAMP |  |  |  | Date and time when the work order record was first created in the EAM system. Used for audit trail and work order aging analysis. | ISO 55000 Asset Management
maintenance_operations | work_order | crew_assignment | Crew Assignment | STRING |  |  |  | Identifier or name of the crew, team, or individual worker assigned to perform the work order. May reference a crew ID from the workforce management system. | ISO 55000 Asset Management
maintenance_operations | work_order | estimated_labor_hours | Estimated Labor Hours | DECIMAL(10,2) |  |  |  | Planned total labor hours required to complete the work order, used for resource scheduling and cost estimation. | ISO 55000 Asset Management
maintenance_operations | work_order | estimated_material_cost | Estimated Material Cost | DECIMAL(15,2) |  |  |  | Planned cost of materials, parts, and supplies required for the work order, expressed in USD. Used for budgeting and procurement planning. | GAAP (Generally Accepted Accounting Principles)
maintenance_operations | work_order | estimated_total_cost | Estimated Total Cost | DECIMAL(15,2) |  |  |  | Total planned cost for the work order including labor, materials, equipment, and overhead, expressed in USD. Used for budget authorization and variance analysis. | GAAP (Generally Accepted Accounting Principles)
maintenance_operations | work_order | failure_code | Failure Code | STRING |  |  |  | Standardized code identifying the type of failure or defect that triggered the work order (for corrective and emergency work). Used for failure mode analysis, reliability engineering, and predictive maintenance modeling. | ISO 14224 (Petroleum, petrochemical and natural gas industries - Collection and exchange of reliability and maintenance data for equipment)
maintenance_operations | work_order | modified_timestamp | Modified Timestamp | TIMESTAMP |  |  |  | Date and time when the work order record was last updated. Used for change tracking and data quality monitoring. | ISO 55000 Asset Management
maintenance_operations | work_order | outage_duration_minutes | Outage Duration (Minutes) | INT |  |  |  | Planned or actual duration of the outage in minutes. Used for customer impact assessment, SAIDI/SAIFI reliability index calculation, and regulatory reporting. | IEEE 1366 (Guide for Electric Power Distribution Reliability Indices)
maintenance_operations | work_order | outage_required_flag | Outage Required Flag | BOOLEAN |  |  |  | Boolean indicator (True/False) specifying whether the work requires a planned outage or de-energization of equipment. True indicates an outage is necessary; False indicates work can be performed energized or does not impact service. | NERC Reliability Standards
maintenance_operations | work_order | priority | Work Order Priority | STRING |  | critical¦high¦medium¦low |  | Business priority level indicating urgency and impact: critical for immediate safety or reliability threats, high for significant operational impact, medium for routine scheduled work, low for deferrable tasks. | NERC Reliability Standards
maintenance_operations | work_order | regulatory_compliance_flag | Regulatory Compliance Flag | BOOLEAN |  |  |  | Boolean indicator (True/False) specifying whether this work order is driven by a regulatory compliance requirement (e.g., NERC CIP, EPA emissions control, PUC-mandated inspection). True indicates regulatory compliance work; False indicates discretionary or operational work. | NERC Reliability Standards
maintenance_operations | work_order | safety_permit_reference | Safety Permit Reference | STRING |  |  |  | Reference number or identifier for any safety permits, hot work permits, confined space permits, or switching orders required for the work. Ensures compliance with OSHA and internal safety protocols. | OSHA 29 CFR 1910 (Occupational Safety and Health Standards)
maintenance_operations | work_order | scheduled_finish_date | Scheduled Finish Date | DATE |  |  |  | Planned date when work is scheduled to be completed. Used for resource planning and commitment tracking. | ISO 55000 Asset Management
maintenance_operations | work_order | scheduled_start_date | Scheduled Start Date | DATE |  |  |  | Planned date when work is scheduled to begin. Used for crew scheduling, outage coordination, and customer notification. | ISO 55000 Asset Management
maintenance_operations | work_order | work_order_description | Work Order Description | STRING |  |  |  | Detailed narrative description of the work to be performed, including scope, objectives, and any special instructions or safety considerations. | ISO 55000 Asset Management
maintenance_operations | work_order | work_order_id | Work Order ID | BIGINT |  |  |  | Unique identifier for the work order. Primary key for the work order entity. | IEEE Std 1711-2010 (Trial-Use Standard for a Cryptographic Protocol for Cyber Security of Substation Serial Links) | TRUE
maintenance_operations | work_order | work_order_number | Work Order Number | STRING |  | '^WO-[0-9]{8,12}$ |  | Externally visible business identifier for the work order, typically generated by the EAM system (Oracle WAM / IBM Maximo). Used for tracking, reporting, and communication with field crews and regulatory bodies. | ISO 55000 Asset Management
maintenance_operations | work_order | work_order_status | Work Order Status | STRING |  |  |  | Current lifecycle state of the work order: created (initial entry), planned (resources allocated), scheduled (date/time assigned), in-progress (crew actively working), completed (work finished, pending review), closed (finalized and approved), or cancelled (work not performed). [ENUM-REF-CANDIDATE: created¦planned¦scheduled¦in_progress¦completed¦closed¦cancelled — 7 candidates stripped; promote to reference product] | ISO 55000 Asset Management
maintenance_operations | work_order | work_order_type | Work Order Type | STRING |  | preventive_maintenance¦corrective_maintenance¦emergency¦inspection¦capital¦project |  | Classification of the work order by its purpose: preventive maintenance (PM) for scheduled upkeep, corrective maintenance (CM) for repairs, emergency for unplanned critical work, inspection for compliance or condition assessment, capital for asset improvement projects, or project for multi-phase construction work. | ISO 55000 Asset Management
maintenance_operations | work_order_material | material_master_id | Material Master Id (Foreign Key) | BIGINT |  |  | supply.material_master.material_master_id | Foreign key linking to supply.material_master. Business justification: Work order material consumption requires proper material master linkage for inventory management, MRP planning, cost rollup to work orders, and regulatory reporting of O&M vs capital material usage. M | Internal - LLM Generated Cross-Domain Link
maintenance_operations | work_order_material | work_order_id | Work Order ID | BIGINT |  |  | asset.work_order.work_order_id | Reference to the parent maintenance or capital work order against which this material was requested, issued, consumed, or returned. Links material consumption to the work activity. | ISO 55000 Asset Management
maintenance_operations | work_order_material | cost_center | Cost Center | STRING |  |  |  | Cost center or organizational unit responsible for this material expense. Used for departmental cost allocation and budget tracking across generation, transmission, distribution, and gas operations. | GAAP Generally Accepted Accounting Principles
maintenance_operations | work_order_material | cost_type | Cost Type (OPEX/CAPEX) | STRING |  | OPEX¦CAPEX |  | Accounting classification of material cost as either OPEX (Operating Expenditure for maintenance and repairs) or CAPEX (Capital Expenditure for asset improvements and additions). Critical for regulatory rate case cost allocation and financial reporting. | GAAP Generally Accepted Accounting Principles
maintenance_operations | work_order_material | critical_spare_flag | Critical Spare Flag | BOOLEAN |  |  |  | Boolean indicator identifying whether this material is classified as a critical spare part. Critical spares are high-value, long-lead-time components essential for maintaining system reliability (e.g., transformer spare parts, large circuit breakers). Used for inventory depletion alerts and strategic spare management. | ISO 55000 Asset Management
maintenance_operations | work_order_material | currency_code | Currency Code | STRING |  | USD |  | Three-letter ISO 4217 currency code for material cost. Typically USD for U.S. utility operations. | ISO 4217 Currency Codes
maintenance_operations | work_order_material | gl_account_code | General Ledger (GL) Account Code | STRING |  |  |  | General ledger account code to which this material cost is charged. Maps material expense to the appropriate financial account structure for regulatory reporting and internal cost management. | GAAP Generally Accepted Accounting Principles
maintenance_operations | work_order_material | hazmat_flag | Hazardous Material (HAZMAT) Flag | BOOLEAN |  |  |  | Boolean indicator identifying whether this material is classified as hazardous (e.g., SF6 gas, PCB-containing oil, asbestos, lead-acid batteries). Triggers special handling, storage, and disposal requirements per EPA and OSHA regulations. | EPA Environmental Protection Agency
maintenance_operations | work_order_material | issue_date | Material Issue Date | DATE |  |  |  | Date when the material was issued from storeroom inventory to the work order. Marks the point at which inventory is decremented and material cost is allocated to the work order. | ISO 55000 Asset Management
maintenance_operations | work_order_material | issued_by | Issued By | STRING |  |  |  | Name or employee identifier of the storeroom clerk or system user who issued the material to the work order. Supports accountability and audit trail for inventory transactions. | ISO 55000 Asset Management
maintenance_operations | work_order_material | line_number | Material Line Number | INT |  |  |  | Sequential line number of this material item within the parent work order. Used for ordering and referencing specific material lines in work order documentation. | ISO 55000 Asset Management
maintenance_operations | work_order_material | lot_number | Lot Number | STRING |  |  |  | Manufacturer lot or batch number for traceable materials and components. Critical for quality control, warranty tracking, and recall management for items such as transformer oil, SF6 gas, cables, and critical spare parts. | ISO 9001 Quality Management
maintenance_operations | work_order_material | material_source | Material Source | STRING |  | storeroom_issue¦direct_purchase¦contractor_supplied¦emergency_procurement¦customer_provided |  | Source from which the material was obtained for the work order. Values include storeroom_issue (issued from utility inventory), direct_purchase (procured directly for this work order), contractor_supplied (provided by contractor), emergency_procurement (expedited purchase), customer_provided (supplied by customer). | ISO 55000 Asset Management
maintenance_operations | work_order_material | material_status | Material Transaction Status | STRING |  | requested¦reserved¦issued¦consumed¦returned¦cancelled |  | Current lifecycle status of this material line item. Values include requested (material need identified), reserved (allocated from inventory), issued (released to work order), consumed (used in work execution), returned (unused material returned to stock), cancelled (request voided). | ISO 55000 Asset Management
maintenance_operations | work_order_material | notes | Material Transaction Notes | STRING |  |  |  | Free-text notes or comments related to this material transaction. May include special handling instructions, substitution justifications, quality issues, or other contextual information relevant to material usage. | ISO 55000 Asset Management
maintenance_operations | work_order_material | purchase_order_number | Purchase Order (PO) Number | STRING |  |  |  | Purchase order number associated with direct material procurement for this work order. Links material transaction to procurement and accounts payable processes. Null for storeroom-issued materials. | ISO 55000 Asset Management
maintenance_operations | work_order_material | quantity_consumed | Quantity Consumed | DECIMAL(15,3) |  |  |  | Actual quantity of material consumed or installed during work order execution. Represents the final material usage after accounting for any returns or adjustments. | ISO 55000 Asset Management
maintenance_operations | work_order_material | quantity_issued | Quantity Issued | DECIMAL(15,3) |  |  |  | Actual quantity of material issued from storeroom inventory to the work order. May differ from quantity requested due to availability constraints or revised work scope. | ISO 55000 Asset Management
maintenance_operations | work_order_material | quantity_requested | Quantity Requested | DECIMAL(15,3) |  |  |  | Quantity of material originally requested by the work planner or technician for the work order. Represents the planned material requirement before actual issue. | ISO 55000 Asset Management
maintenance_operations | work_order_material | quantity_returned | Quantity Returned | DECIMAL(15,3) |  |  |  | Quantity of material returned to storeroom inventory after work order completion. Represents unused material that was issued but not consumed during the work activity. | ISO 55000 Asset Management
maintenance_operations | work_order_material | received_by | Received By | STRING |  |  |  | Name or employee identifier of the technician or crew member who received the material for work order execution. Confirms material custody transfer from storeroom to field operations. | ISO 55000 Asset Management
maintenance_operations | work_order_material | record_created_timestamp | Record Created Timestamp | TIMESTAMP |  |  |  | Timestamp when this work order material record was first created in the EAM or ERP system. Supports audit trail and data lineage tracking for material transaction history. | ISO 55000 Asset Management
maintenance_operations | work_order_material | record_updated_timestamp | Record Updated Timestamp | TIMESTAMP |  |  |  | Timestamp when this work order material record was last modified in the EAM or ERP system. Tracks changes to material quantities, costs, or status throughout the work order lifecycle. | ISO 55000 Asset Management
maintenance_operations | work_order_material | return_date | Material Return Date | DATE |  |  |  | Date when unused material was returned to storeroom inventory after work order completion. Null if no material was returned. Used for inventory reconciliation and cost adjustment. | ISO 55000 Asset Management
maintenance_operations | work_order_material | serial_number | Serial Number | STRING |  |  |  | Unique serial number for serialized components and equipment. Used for asset traceability, warranty management, and lifecycle tracking of high-value items such as transformer bushings, circuit breakers, meters, and protective relays. | ISO 55000 Asset Management
maintenance_operations | work_order_material | storeroom_location | Storeroom Location | STRING |  |  |  | Physical storeroom, warehouse, or inventory location code from which the material was issued. Used for inventory tracking and replenishment planning across distributed storeroom network. | ISO 55000 Asset Management
maintenance_operations | work_order_material | total_material_cost | Total Material Cost | DECIMAL(15,2) |  |  |  | Total cost of material consumed for this line item, calculated as quantity consumed multiplied by unit cost. Aggregates to work order total material cost for O&M expense tracking and rate case substantiation. | GAAP Generally Accepted Accounting Principles
maintenance_operations | work_order_material | transaction_timestamp | Material Transaction Timestamp | TIMESTAMP |  |  |  | Precise timestamp when this material transaction was recorded in the EAM or ERP system. Represents the business event time for material issue, consumption, or return activity. | ISO 55000 Asset Management
maintenance_operations | work_order_material | unit_cost | Unit Cost | DECIMAL(15,2) |  |  |  | Cost per unit of measure for the material at the time of issue. Used to calculate total material cost for the work order and supports OPEX/CAPEX cost tracking for regulatory reporting. | GAAP Generally Accepted Accounting Principles
maintenance_operations | work_order_material | unit_of_measure | Unit of Measure (UOM) | STRING |  |  |  | Standard unit of measure for material quantity tracking. Common values include EA (each), FT (feet), GAL (gallons), LB (pounds), KG (kilograms), M (meters), L (liters), BOX, ROLL, DRUM, CYLINDER, SET. [ENUM-REF-CANDIDATE: EA¦FT¦GAL¦LB¦KG¦M¦L¦BOX¦ROLL¦DRUM¦CYLINDER¦SET — 12 candidates stripped; promote to reference product] | ISO 80000 Quantities and Units
maintenance_operations | work_order_material | vendor_name | Vendor Name | STRING |  |  |  | Name of the vendor or supplier from whom the material was procured. Applicable for direct purchase and emergency procurement transactions. Null for storeroom-issued materials. | ISO 55000 Asset Management
maintenance_operations | work_order_material | warranty_flag | Warranty Coverage Flag | BOOLEAN |  |  |  | Boolean indicator identifying whether this material or component is covered under manufacturer or vendor warranty. Used for warranty claim tracking and cost recovery from suppliers for defective parts. | ISO 55000 Asset Management
maintenance_operations | work_order_material | work_order_material_id | Work Order Material ID | BIGINT |  |  |  | Unique identifier for the work order material line item. Primary key for this transactional record of material consumption against a maintenance or capital work order. | ISO 55000 Asset Management | TRUE

## distribution
subdomain | product | attribute | business_glossary_term | type | tags | value_regex | foreign_key_to | description | reference | is_primary_key | llm_fk_skip | llm_fk_skip_reason
network_infrastructure | bus | feeder_id |  | BIGINT |  |  | distribution.feeder.feeder_id | Reference to the distribution feeder circuit that this bus belongs to. Essential for outage management, load balancing, and reliability index calculations.
network_infrastructure | bus | source_bus_id |  | BIGINT | self_ref_fk |  | distribution.bus.bus_id | Self-referencing FK on bus (source_bus_id)
network_infrastructure | bus | substation_id |  | BIGINT |  |  | distribution.distribution_substation.distribution_substation_id | Reference to the substation where this bus is physically located. Links bus to its parent substation facility for asset management and outage coordination.
network_infrastructure | bus | zone_id |  | BIGINT |  |  | distribution.zone.zone_id | Reference to the operational or planning zone that this bus belongs to. Used for load forecasting, capacity planning, and regional reliability analysis.
network_infrastructure | bus | active_power_mw |  | DECIMAL(12,4) |  |  |  | Net active power injection or withdrawal at the bus in megawatts. Positive values indicate generation; negative values indicate load consumption.
network_infrastructure | bus | base_voltage_kv |  | DECIMAL(10,3) |  |  |  | Base voltage used for per-unit calculations in power flow and short circuit analysis. Typically matches the nominal voltage level but may differ for analytical purposes.
network_infrastructure | bus | bus_id | Bus Identifier | BIGINT |  |  |  | Primary key for bus |  | TRUE
network_infrastructure | bus | bus_name |  | STRING |  |  |  | Human-readable name or designation of the bus, typically reflecting its location, substation, or functional role in the distribution network.
network_infrastructure | bus | bus_number |  | STRING |  |  |  | Externally-known unique identifier for the bus used in operational systems, network diagrams, and engineering documentation. Serves as the business key for cross-system reference.
network_infrastructure | bus | bus_type |  | STRING |  |  |  | Classification of the bus based on its electrical function in the power system. Slack bus maintains system voltage and frequency reference; generator bus has active power generation; load bus serves consumption; isolated bus is disconnected.
network_infrastructure | bus | created_timestamp |  | TIMESTAMP |  |  |  | Timestamp when this bus record was first created in the system. Supports data lineage and audit trail requirements.
network_infrastructure | bus | criticality_rating |  | STRING |  |  |  | Business criticality classification of the bus based on number of customers served, load importance, and system redundancy. Drives prioritization for maintenance and restoration.
network_infrastructure | bus | der_interconnection_flag |  | BOOLEAN |  |  |  | Indicates whether distributed energy resources such as solar photovoltaic, wind, or battery storage are interconnected at this bus. Critical for DER management and grid stability analysis.
network_infrastructure | bus | description |  | STRING |  |  |  | Free-text description providing additional context about the bus, including special operating conditions, historical notes, or engineering remarks.
network_infrastructure | bus | energized_flag |  | BOOLEAN |  |  |  | Indicates whether the bus is currently energized with voltage. True means the bus has voltage applied; false means it is de-energized for maintenance or due to outage.
network_infrastructure | bus | grounding_type |  | STRING |  |  |  | Method of neutral grounding at the bus. Critical for fault current calculations, protective relay coordination, and personnel safety.
network_infrastructure | bus | installation_date |  | DATE |  |  |  | Date when the bus was originally installed and commissioned in the distribution network. Used for asset age analysis and replacement planning.
network_infrastructure | bus | last_inspection_date |  | DATE |  |  |  | Date of the most recent physical or electrical inspection of the bus. Critical for compliance with maintenance schedules and safety regulations.
network_infrastructure | bus | latitude |  | DECIMAL(10,7) |  |  |  | Geographic latitude coordinate of the bus location in decimal degrees. Enables GIS mapping, spatial analysis, and proximity-based outage correlation.
network_infrastructure | bus | load_serving_flag |  | BOOLEAN |  |  |  | Indicates whether this bus directly serves customer load. True for buses with connected customers; false for transmission or interconnection buses.
network_infrastructure | bus | longitude |  | DECIMAL(10,7) |  |  |  | Geographic longitude coordinate of the bus location in decimal degrees. Enables GIS mapping, spatial analysis, and proximity-based outage correlation.
network_infrastructure | bus | max_voltage_limit_pu |  | DECIMAL(6,4) |  |  |  | Upper voltage limit for the bus in per-unit. Violations trigger voltage regulation actions or alarms in distribution management systems.
network_infrastructure | bus | min_voltage_limit_pu |  | DECIMAL(6,4) |  |  |  | Lower voltage limit for the bus in per-unit. Violations trigger voltage regulation actions or alarms in distribution management systems.
network_infrastructure | bus | next_maintenance_date |  | DATE |  |  |  | Planned date for the next preventive maintenance activity on the bus. Supports work order scheduling and asset lifecycle management.
network_infrastructure | bus | operational_status |  | STRING |  |  |  | Current lifecycle status of the bus in the distribution network. Determines whether the bus is actively participating in power flow calculations and operational dispatch.
network_infrastructure | bus | ownership_type |  | STRING |  |  |  | Classification of bus ownership. Determines maintenance responsibility, cost allocation, and regulatory jurisdiction.
network_infrastructure | bus | phase_configuration |  | STRING |  |  |  | Electrical phase configuration of the bus. Determines load balancing requirements and equipment compatibility.
network_infrastructure | bus | reactive_power_mvar |  | DECIMAL(12,4) |  |  |  | Net reactive power injection or withdrawal at the bus in megavolt-amperes reactive. Critical for voltage control and power factor management.
network_infrastructure | bus | scada_monitored_flag |  | BOOLEAN |  |  |  | Indicates whether this bus is monitored by the SCADA system for real-time voltage, power flow, and status telemetry. Essential for distribution management system operations.
network_infrastructure | bus | short_circuit_mva |  | DECIMAL(12,4) |  |  |  | Three-phase short circuit capacity at the bus in megavolt-amperes. Critical for protective device coordination, equipment ratings, and safety analysis.
network_infrastructure | bus | updated_timestamp |  | TIMESTAMP |  |  |  | Timestamp when this bus record was last modified. Enables change tracking and data synchronization across systems.
network_infrastructure | bus | voltage_angle_degrees |  | DECIMAL(8,4) |  |  |  | Phase angle of the bus voltage relative to the system reference bus, expressed in degrees. Critical for power flow calculations and system stability analysis.
network_infrastructure | bus | voltage_level_kv |  | DECIMAL(10,3) |  |  |  | Nominal operating voltage level of the bus expressed in kilovolts. Critical for equipment compatibility, safety clearances, and network topology analysis.
network_infrastructure | bus | voltage_magnitude_pu |  | DECIMAL(8,6) |  |  |  | Current voltage magnitude at the bus expressed in per-unit of base voltage. Used for voltage regulation monitoring and power flow analysis. Typically ranges from 0.95 to 1.05 pu under normal conditions.
network_infrastructure | bus | x_r_ratio |  | DECIMAL(8,4) |  |  |  | Ratio of reactance to resistance at the bus, used for short circuit analysis and protective relay settings. Higher ratios indicate more inductive systems.
network_infrastructure | city_gate_station | phmsa_operator_id |  | BIGINT |  |  | transmission.operator.operator_id | PHMSA-assigned operator identification number for regulatory reporting and compliance tracking.
network_infrastructure | city_gate_station | upstream_city_gate_station_id |  | BIGINT | self_ref_fk |  | distribution.city_gate_station.city_gate_station_id | Self-referencing FK on city_gate_station (upstream_city_gate_station_id)
network_infrastructure | city_gate_station | asset_criticality_rating |  | STRING |  |  |  | Risk-based criticality classification of the city gate station based on its importance to system reliability and customer impact.
network_infrastructure | city_gate_station | backup_supply_available |  | BOOLEAN |  |  |  | Indicates whether an alternate or backup gas supply source is available to serve the territory if this city gate station is unavailable.
network_infrastructure | city_gate_station | city |  | STRING |  |  |  | City or municipality where the city gate station is located.
network_infrastructure | city_gate_station | city_gate_station_id | City Gate Station Identifier | BIGINT |  |  |  | Primary key for city_gate_station |  | TRUE
network_infrastructure | city_gate_station | construction_material |  | STRING |  |  |  | Primary material used in the construction of piping and pressure vessels at the city gate station.
network_infrastructure | city_gate_station | country_code |  | STRING |  |  |  | Three-letter ISO country code where the city gate station is located.
network_infrastructure | city_gate_station | created_timestamp |  | TIMESTAMP |  |  |  | Timestamp when this city gate station record was first created in the system.
network_infrastructure | city_gate_station | design_capacity_mcfd |  | DECIMAL(18,4) |  |  |  | Maximum designed throughput capacity of the city gate station measured in million cubic feet per day under standard operating conditions.
network_infrastructure | city_gate_station | emergency_shutdown_capable |  | BOOLEAN |  |  |  | Indicates whether the city gate station is equipped with automated emergency shutdown systems for safety protection.
network_infrastructure | city_gate_station | facility_size_classification |  | STRING |  |  |  | Size classification of the city gate station based on throughput capacity and infrastructure footprint.
network_infrastructure | city_gate_station | inlet_pressure_psig |  | DECIMAL(10,2) |  |  |  | Typical or design inlet gas pressure at the city gate station measured in pounds per square inch gauge from the upstream transmission system.
network_infrastructure | city_gate_station | installation_date |  | DATE |  |  |  | Date when the city gate station was originally installed and commissioned for service.
network_infrastructure | city_gate_station | last_inspection_date |  | DATE |  |  |  | Date of the most recent regulatory or operational inspection performed on the city gate station.
network_infrastructure | city_gate_station | last_modified_timestamp |  | TIMESTAMP |  |  |  | Timestamp when this city gate station record was last updated in the system.
network_infrastructure | city_gate_station | latitude |  | DECIMAL(10,7) |  |  |  | Geographic latitude coordinate of the city gate station location in decimal degrees for GIS mapping and spatial analysis.
network_infrastructure | city_gate_station | longitude |  | DECIMAL(10,7) |  |  |  | Geographic longitude coordinate of the city gate station location in decimal degrees for GIS mapping and spatial analysis.
network_infrastructure | city_gate_station | meter_count |  | INT |  |  |  | Number of gas metering devices installed at the city gate station for flow measurement and custody transfer.
network_infrastructure | city_gate_station | next_inspection_due_date |  | DATE |  |  |  | Scheduled date for the next required inspection of the city gate station per regulatory or maintenance requirements.
network_infrastructure | city_gate_station | notes |  | STRING |  |  |  | Free-form text field for additional operational notes, special instructions, or historical information about the city gate station.
network_infrastructure | city_gate_station | odorization_required |  | BOOLEAN |  |  |  | Indicates whether odorant injection is required at this city gate station to meet safety regulations for natural gas distribution.
network_infrastructure | city_gate_station | operational_status |  | STRING |  |  |  | Current operational state of the city gate station in its lifecycle.
network_infrastructure | city_gate_station | outlet_pressure_psig |  | DECIMAL(10,2) |  |  |  | Regulated outlet gas pressure at the city gate station measured in pounds per square inch gauge delivered to the distribution system.
network_infrastructure | city_gate_station | owner_operator |  | STRING |  |  |  | Legal entity or business unit that owns and operates the city gate station.
network_infrastructure | city_gate_station | postal_code |  | STRING | confidential,pii_address |  |  | Postal or ZIP code for the city gate station location.
network_infrastructure | city_gate_station | regulator_count |  | INT |  |  |  | Number of pressure regulating devices installed at the city gate station to control downstream pressure.
network_infrastructure | city_gate_station | regulatory_jurisdiction |  | STRING |  |  |  | Regulatory authority or jurisdiction that governs the operation and safety compliance of this city gate station.
network_infrastructure | city_gate_station | scada_monitored |  | BOOLEAN |  |  |  | Indicates whether the city gate station is connected to and monitored by the SCADA system for real-time operational visibility.
network_infrastructure | city_gate_station | service_territory_code |  | BIGINT |  |  |  | Reference to the service territory that this city gate station serves within the distribution network. |  |  | TRUE | [AUTO-COERCED-FINAL: LINK target 'distribution.service_territory.service_territory_id' is not a canonical product in this model — keeping as standalone column to avoid soft-accept of an invalid FK. alias=fmfl-final-sanitize] This references the same service_territory entity being created for crew_dispatch.service_territory_id. A city gate station (where gas enters the local distribution system from transmission pipelines) belongs to a service territory. Linking to the newly created distribution.service_territory table.
network_infrastructure | city_gate_station | state_province |  | STRING |  |  |  | State or province code where the city gate station is located.
network_infrastructure | city_gate_station | station_code |  | STRING |  |  |  | Unique alphanumeric code assigned to the city gate station for operational tracking and system integration.
network_infrastructure | city_gate_station | station_name |  | STRING |  |  |  | Official name or designation of the city gate station used for identification and operational reference.
network_infrastructure | city_gate_station | station_type |  | STRING |  |  |  | Classification of the city gate station based on its operational function and pressure regulation role in the gas distribution network.
network_infrastructure | city_gate_station | street_address |  | STRING | confidential,pii_address |  |  | Physical street address of the city gate station facility including street number and name.
network_infrastructure | city_gate_station | telemetry_enabled |  | BOOLEAN |  |  |  | Indicates whether remote telemetry data transmission is enabled for operational parameters at this city gate station.
network_infrastructure | city_gate_station | upstream_pipeline_name |  | STRING |  |  |  | Name or identifier of the upstream transmission pipeline connected to this city gate station.
network_infrastructure | city_gate_station | upstream_pipeline_operator |  | STRING |  |  |  | Name of the interstate or transmission pipeline operator that delivers gas to this city gate station.
network_infrastructure | der_interconnection | account_id | Customer Account ID | BIGINT |  |  | customer.account.account_id | Reference to the customer account associated with this DER interconnection. Required for NEM billing, tariff application, and customer program enrollment. Sourced from Oracle CC&B/SAP IS-U account master. | Oracle CC&B Account Object; SAP IS-U Business Partner
network_infrastructure | der_interconnection | cpcn_application_id | Cpcn Application Id (Foreign Key) | BIGINT |  |  | regulatory.cpcn_application.cpcn_application_id | Foreign key linking to regulatory.cpcn_application. Business justification: Large DER projects (utility-scale solar, storage) require CPCN approval before interconnection. Business process: tracking regulatory approval status for significant DER installations that need certif | Internal - LLM Generated Cross-Domain Link
network_infrastructure | der_interconnection | feeder_id | Distribution Feeder ID | BIGINT |  |  | distribution.feeder.feeder_id | Reference to the distribution feeder circuit to which this DER is electrically connected. Used for hosting capacity analysis, feeder-level DER aggregation in DERMS, and voltage impact studies. Sourced from ESRI ArcGIS distribution network model. | ESRI ArcGIS Distribution Network; FERC Order 2222; IEEE 1547-2018
network_infrastructure | der_interconnection | master_id | Asset Master Id (Foreign Key) | BIGINT |  |  | asset.master.master_id | Foreign key linking to asset.asset_master. Business justification: DER installations (solar arrays, inverters, battery storage) are utility-tracked or utility-owned assets requiring asset management, warranty tracking, depreciation (for utility-owned), condition moni | Internal - LLM Generated Cross-Domain Link
network_infrastructure | der_interconnection | participant_registration_id | Participant Registration Id (Foreign Key) | BIGINT |  |  | market.participant_registration.participant_registration_id | Foreign key linking to market.participant_registration. Business justification: DERs participating in wholesale markets (via aggregation or direct participation under FERC Order 2222) require market registration tracking for settlement reconciliation, telemetry requirements, and | Internal - LLM Generated Cross-Domain Link
network_infrastructure | der_interconnection | ppa_contract_id | Ppa Contract Id (Foreign Key) | BIGINT |  |  | market.ppa_contract.ppa_contract_id | Foreign key linking to market.ppa_contract. Business justification: Distributed generation projects often operate under power purchase agreements; tracking PPA terms (pricing, RECs, curtailment rights) for DER interconnections is standard utility practice for contract | Internal - LLM Generated Cross-Domain Link
network_infrastructure | der_interconnection | service_point_id | Service Point ID | BIGINT |  |  | distribution.service_point.service_point_id | Reference to the utility service point (meter location) at which the DER is interconnected. Links the DER to the customer premise, meter, and distribution network topology. Sourced from Oracle CC&B/SAP IS-U service point master. | Oracle CC&B Service Point Object; SAP IS-U Connection Object
network_infrastructure | der_interconnection | service_transformer_id | Service Transformer Id (Foreign Key) | BIGINT |  |  | distribution.service_transformer.service_transformer_id | Foreign key linking to distribution.service_transformer. Business justification: DER interconnections connect to the distribution network at service points, which are served by service transformers. The service transformer is the primary hosting point for distributed generation an | Internal - LLM Generated Cross-Domain Link
network_infrastructure | der_interconnection | tariff_schedule_id | Tariff Schedule Id (Foreign Key) | BIGINT |  |  | regulatory.tariff_schedule.tariff_schedule_id | Foreign key linking to regulatory.tariff_schedule. Business justification: Each DER interconnection operates under a specific tariff schedule (NEM rates, export compensation, standby charges). Essential for billing, rate application, and revenue calculation. Direct business | Internal - LLM Generated Cross-Domain Link
network_infrastructure | der_interconnection | transformer_id | Service Transformer ID | BIGINT |  |  | transmission.transformer.transformer_id | Reference to the distribution service transformer through which the DER connects to the grid. Used for transformer loading analysis, hosting capacity calculations, and protection coordination studies. | ESRI ArcGIS Distribution Network; IEEE 1547-2018
network_infrastructure | der_interconnection | advanced_inverter_functions_enabled | Advanced Inverter Functions Enabled Flag | BOOLEAN |  |  |  | Indicates whether IEEE 1547-2018 advanced inverter functions (volt-VAR optimization, volt-watt, frequency-watt, ride-through) are enabled and configured on this DER. Advanced inverter functions are required for DERMS grid services participation and may be mandated by state PUC rules. | IEEE 1547-2018; CPUC Rule 21; State PUC Advanced Inverter Rules
network_infrastructure | der_interconnection | anti_islanding_protection_type | Anti-Islanding Protection Type | STRING |  | passive¦active¦hybrid¦transfer_trip |  | Type of anti-islanding protection scheme implemented on the DER interconnection to prevent unintentional islanding during grid outages. Passive: frequency/voltage relay-based; Active: active frequency drift or impedance measurement; Hybrid: combination; Transfer Trip: utility-initiated trip signal. Required by IEEE 1547 and NERC reliability standards. | IEEE 1547-2018; NERC PRC-024; State PUC Interconnection Rules
network_infrastructure | der_interconnection | application_date | Interconnection Application Date | DATE |  |  |  | Date on which the customer or installer submitted the interconnection application to the utility. Used to track application processing timelines, regulatory queue position, and PUC-mandated processing deadlines. | FERC Order 2222; State PUC Interconnection Rules
network_infrastructure | der_interconnection | approval_date | Interconnection Approval Date | DATE |  |  |  | Date on which the utility approved the interconnection application following technical review. Marks the transition from pending to approved status. Used for processing time reporting to state PUCs. | State PUC Interconnection Rules; FERC Order 2222
network_infrastructure | der_interconnection | commissioning_date | DER Commissioning Date | DATE |  |  |  | Date on which the DER installation passed final inspection and was energized and commissioned for operation. Marks the start of NEM billing eligibility and DERMS operational status. Sourced from utility field inspection records. | State PUC NEM Tariff; IEEE 1547-2018; CPUC Rule 21
network_infrastructure | der_interconnection | created_timestamp | Record Created Timestamp | TIMESTAMP |  |  |  | Timestamp when this DER interconnection record was first created in the system. Audit field used for data lineage, regulatory record retention, and Silver layer ingestion tracking. Sourced from Oracle CC&B/SAP IS-U or DERMS platform. | SOX Section 404; NERC CIP-007; State PUC Record Retention Rules
network_infrastructure | der_interconnection | customer_segment | Customer Segment | STRING |  | residential¦commercial¦industrial |  | Customer segment classification for the DER interconnection site. Residential: single-family or multi-family dwelling; Commercial: small to medium business; Industrial: large commercial or industrial customer. Drives applicable interconnection rules, NEM tariff eligibility, and program offerings. | State PUC Tariff Schedules; FERC Order 2222
network_infrastructure | der_interconnection | der_interconnection_id | Distributed Energy Resource (DER) Interconnection ID | BIGINT |  |  |  | Unique surrogate identifier for each DER interconnection record on the distribution network. Primary key for this entity. Entity role: MASTER_AGREEMENT — represents a binding interconnection agreement and registration between a customer-sited DER and the utility distribution grid. | IEEE 1547-2018; FERC Order 2222 | TRUE
network_infrastructure | der_interconnection | der_type | Distributed Energy Resource (DER) Type | STRING |  | solar_pv¦battery_storage¦wind¦chp¦ev_charger¦fuel_cell |  | Classification of the DER technology installed at the customer premise. Drives NEM eligibility, DERMS dispatch logic, and IEEE 1547 compliance requirements. Values: solar_pv (rooftop/ground-mount photovoltaic), battery_storage (standalone or paired), wind (small wind turbine), chp (Combined Heat and Power), ev_charger (bidirectional EV charging station), fuel_cell. | IEEE 1547-2018; FERC Order 2222; CPUC Rule 21
network_infrastructure | der_interconnection | derms_device_code | Distributed Energy Resource Management System (DERMS) Device ID | STRING | internal,pii |  |  | External device identifier assigned by the DERMS platform for real-time communication and dispatch of this DER. Used to correlate DERMS telemetry with the interconnection master record. Null if derms_integrated is False. | IEEE 2030.5; OpenADR 2.0; FERC Order 2222 |  | TRUE | DERMS (Distributed Energy Resource Management System) device ID is an external system identifier from the DERMS platform. This is a technical/infrastructure reference to a device in an external system, not a business entity warranting its own table.
network_infrastructure | der_interconnection | derms_integrated | Distributed Energy Resource Management System (DERMS) Integration Flag | BOOLEAN |  |  |  | Indicates whether this DER is registered and actively integrated with the utility DERMS platform for real-time monitoring, dispatch, and grid services. DERMS-integrated DERs are eligible for demand response, voltage support, and frequency regulation programs. | FERC Order 2222; IEEE 2030.5; OpenADR 2.0
network_infrastructure | der_interconnection | export_capacity_kw | Export Capacity Kilowatt (kW) | DECIMAL(10,3) |  |  |  | Maximum permitted export capacity to the grid in kilowatts (kW) as specified in the interconnection agreement. May be less than installed AC capacity due to feeder hosting capacity constraints or export limitation agreements. Critical for DERMS dispatch and NEM credit calculations. | FERC Order 2222; IEEE 1547-2018; State PUC Interconnection Rules
network_infrastructure | der_interconnection | export_limitation_flag | Export Limitation Flag | BOOLEAN |  |  |  | Indicates whether this DER interconnection is subject to an export limitation agreement restricting the maximum power exported to the grid below the installed AC capacity. Export-limited DERs require DERMS monitoring or smart inverter export control settings. | IEEE 1547-2018; State PUC Interconnection Rules; CPUC Rule 21
network_infrastructure | der_interconnection | ieee1547_compliance_status | Institute of Electrical and Electronics Engineers (IEEE) 1547 Compliance Status | STRING |  | compliant¦non_compliant¦pending_verification¦exempt |  | Compliance status of the DER installation with IEEE Standard 1547-2018 for interconnection and interoperability of distributed energy resources. Compliant installations may be eligible for advanced inverter functions and DERMS integration. Required for regulatory reporting to state PUCs. | IEEE 1547-2018; FERC Order 2222; State PUC Interconnection Rules
network_infrastructure | der_interconnection | installed_capacity_kw_ac | Installed Capacity Kilowatt Alternating Current (kW-AC) | DECIMAL(10,3) |  |  |  | Nameplate AC inverter output capacity of the DER installation in kilowatts (kW-AC). The AC capacity is the binding limit for grid export and interconnection agreement terms. Used for hosting capacity analysis and DERMS dispatch limits. | CPUC Rule 21; IEEE 1547-2018; FERC Order 2222
network_infrastructure | der_interconnection | installed_capacity_kw_dc | Installed Capacity Kilowatt Direct Current (kW-DC) | DECIMAL(10,3) |  |  |  | Nameplate DC generating capacity of the DER installation in kilowatts (kW-DC). Applicable primarily to solar PV systems. Used for NEM program sizing, interconnection study thresholds, and RPS tracking. Sourced from interconnection application. | CPUC Rule 21; IEEE 1547-2018; State PUC NEM Tariff
network_infrastructure | der_interconnection | installer_license_number | Installer License Number | STRING |  |  |  | State-issued electrical contractor license number for the DER installer. Required for interconnection application validation and regulatory compliance verification. | State Contractor Licensing Board; State PUC Interconnection Rules
network_infrastructure | der_interconnection | installer_name | DER Installer / Contractor Name | STRING |  |  |  | Name of the licensed electrical contractor or solar installer who performed the DER installation. Used for contractor performance tracking, permit verification, and warranty claim processing. | State Contractor Licensing Board; State PUC Interconnection Rules
network_infrastructure | der_interconnection | interconnection_agreement_date | Interconnection Agreement Execution Date | DATE |  |  |  | Date on which the interconnection agreement was fully executed between the customer/installer and the utility. Marks the start of the binding contractual relationship. Used for regulatory reporting and program enrollment tracking. | FERC Order 2222; State PUC Interconnection Rules
network_infrastructure | der_interconnection | interconnection_agreement_type | Interconnection Agreement Type | STRING |  | standard¦simplified¦full_study¦expedited |  | Type of interconnection agreement executed with the customer. Standard: full interconnection agreement for larger systems; Simplified: streamlined agreement for small systems meeting fast-track criteria; Full Study: agreement following full interconnection study; Expedited: fast-track agreement. Determines contractual terms and cost responsibility. | FERC Order 2222; State PUC Interconnection Rules
network_infrastructure | der_interconnection | interconnection_level | Interconnection Review Level | STRING |  | level_1¦level_2¦level_3 |  | Interconnection application review level as defined by state PUC fast-track and full study processes. Level 1: simplified/fast-track for small systems below hosting capacity threshold; Level 2: expedited review; Level 3: full interconnection study required. Determines processing timeline and cost responsibility. | FERC Order 2222; State PUC Interconnection Rules; CPUC Rule 21
network_infrastructure | der_interconnection | interconnection_number | Interconnection Agreement Number | STRING |  |  |  | Externally-known, human-readable identifier assigned to the interconnection application and agreement (e.g., 'DER-2024-00412'). Used in customer correspondence, regulatory filings, and DERMS integration. Sourced from Oracle CC&B/SAP IS-U interconnection module. | FERC Order 2222; State PUC Interconnection Rules
network_infrastructure | der_interconnection | interconnection_point_gis_code | Interconnection Point Geographic Information System (GIS) ID | STRING |  |  |  | ESRI ArcGIS feature identifier for the point of interconnection on the distribution network. Enables spatial analysis of DER hosting capacity, feeder penetration mapping, and grid impact visualization. Sourced from ESRI ArcGIS distribution network model. | ESRI ArcGIS; IEEE 1547-2018 |  | TRUE | This is a GIS (Geographic Information System) feature identifier for the interconnection point. GIS IDs are external system references used to locate features on the utility's geospatial platform, not modeled business entities.
network_infrastructure | der_interconnection | interconnection_status | Interconnection Status | STRING |  | pending¦approved¦commissioned¦suspended¦terminated¦withdrawn |  | Current lifecycle state of the DER interconnection agreement. Drives operational eligibility for NEM billing, DERMS dispatch, and export permissions. Pending: application submitted; Approved: agreement executed; Commissioned: DER energized and operational; Suspended: temporarily de-energized; Terminated: permanently disconnected; Withdrawn: application cancelled. | FERC Order 2222; State PUC Interconnection Rules; IEEE 1547-2018
network_infrastructure | der_interconnection | inverter_manufacturer | Inverter Manufacturer | STRING |  |  |  | Name of the inverter equipment manufacturer (e.g., Enphase, SolarEdge, SMA, Fronius). Used for equipment compatibility assessment, firmware update tracking, and advanced inverter function certification verification. | IEEE 1547-2018; UL 1741-SA
network_infrastructure | der_interconnection | inverter_model | Inverter Model | STRING |  |  |  | Model designation of the inverter equipment. Used in conjunction with inverter_manufacturer to verify California Energy Commission (CEC) or equivalent certification and IEEE 1547 compliance level. | IEEE 1547-2018; UL 1741-SA; CEC Eligible Equipment List
network_infrastructure | der_interconnection | inverter_type | Inverter Type | STRING |  | string¦microinverter¦central¦hybrid¦none |  | Type of inverter technology used in the DER installation. Determines IEEE 1547 advanced inverter function capabilities (volt-VAR, volt-watt, frequency-watt), anti-islanding method, and DERMS controllability. None applies to non-inverter-based DER types such as synchronous CHP generators. | IEEE 1547-2018; UL 1741-SA; CPUC Rule 21
network_infrastructure | der_interconnection | last_updated_timestamp | Record Last Updated Timestamp | TIMESTAMP |  |  |  | Timestamp when this DER interconnection record was most recently modified. Used for change data capture (CDC) in the Databricks Silver layer ETL pipeline and audit trail maintenance. | SOX Section 404; NERC CIP-007; State PUC Record Retention Rules
network_infrastructure | der_interconnection | latitude | Interconnection Site Latitude | DECIMAL(9,6) | restricted,pii_address |  |  | Geographic latitude coordinate (WGS84 decimal degrees) of the DER installation site. Used for GIS-based hosting capacity mapping, solar irradiance modeling, and distribution planning. | ESRI ArcGIS; WGS84 Coordinate Reference System
network_infrastructure | der_interconnection | longitude | Interconnection Site Longitude | DECIMAL(9,6) | restricted,pii_address |  |  | Geographic longitude coordinate (WGS84 decimal degrees) of the DER installation site. Used for GIS-based hosting capacity mapping, solar irradiance modeling, and distribution planning. | ESRI ArcGIS; WGS84 Coordinate Reference System
network_infrastructure | der_interconnection | nem_enrolled | Net Energy Metering (NEM) Enrolled Flag | BOOLEAN |  |  |  | Indicates whether this DER interconnection is enrolled in a Net Energy Metering (NEM) program, entitling the customer to bill credits for excess generation exported to the grid. Drives NEM billing logic in Oracle CC&B/SAP IS-U. | State PUC NEM Tariff; CPUC Decision 16-01-044
network_infrastructure | der_interconnection | nem_tariff_type | Net Energy Metering (NEM) Tariff Type | STRING |  | nem_1¦nem_2¦nem_3¦nem_virtual¦nem_aggregated¦none |  | Specific NEM tariff schedule under which the customer receives bill credits for exported generation. NEM 1: legacy retail rate credit; NEM 2: time-of-use with non-bypassable charges; NEM 3 (NEM-Successor): avoided-cost-based export rate; NEM Virtual: community solar; NEM Aggregated: multi-meter aggregation; None: not enrolled in NEM. Sourced from Oracle CC&B/SAP IS-U rate schedule. | State PUC NEM Tariff; CPUC Decision 22-12-056
network_infrastructure | der_interconnection | permit_number | Building / Electrical Permit Number | STRING |  |  |  | Local authority having jurisdiction (AHJ) building or electrical permit number issued for the DER installation. Required for interconnection approval and final commissioning sign-off. | State PUC Interconnection Rules; NEC Article 705
network_infrastructure | der_interconnection | phase_configuration | Phase Configuration | STRING |  | single_phase¦three_phase |  | Electrical phase configuration of the DER interconnection. Single-phase installations are typical for residential rooftop solar; three-phase for commercial/industrial DER and larger battery storage systems. Affects protection coordination and power quality analysis. | IEEE 1547-2018; ANSI C84.1
network_infrastructure | der_interconnection | rec_eligible | Renewable Energy Certificate (REC) Eligible Flag | BOOLEAN |  |  |  | Indicates whether the DER installation is eligible to generate Renewable Energy Certificates (RECs) under the applicable state Renewable Portfolio Standard (RPS). Eligible DERs must be registered with the relevant REC tracking system (e.g., WREGIS, PJM-GATS). | State RPS Rules; WREGIS Operating Rules; DOE REC Guidance
network_infrastructure | der_interconnection | storage_capacity_kwh | Battery Storage Capacity Kilowatt-Hour (kWh) | DECIMAL(10,3) |  |  |  | Usable energy storage capacity in kilowatt-hours (kWh) for battery storage DER types. Null for non-storage DER types. Used for demand response program enrollment, DERMS dispatch scheduling, and grid services valuation. | FERC Order 2222; IEEE 1547-2018; State PUC DR Program Rules
network_infrastructure | der_interconnection | termination_date | Interconnection Termination Date | DATE |  |  |  | Date on which the interconnection agreement was terminated or the DER was permanently disconnected from the grid. Null for active interconnections. Used for NEM billing cessation and DERMS deregistration. | State PUC Interconnection Rules; FERC Order 2222
network_infrastructure | der_interconnection | utility_program_enrollment | Utility DER Program Enrollment | STRING |  | none¦demand_response¦virtual_power_plant¦grid_services¦storage_incentive |  | Utility-sponsored program in which this DER is enrolled beyond NEM. Demand Response: dispatchable load curtailment/generation; Virtual Power Plant: aggregated dispatch program; Grid Services: ancillary service provision; Storage Incentive: battery storage incentive program; None: no additional program enrollment. [ENUM-REF-CANDIDATE: none¦demand_response¦virtual_power_plant¦grid_services¦storage_incentive¦self_generation_incentive — promote to reference product] | FERC Order 2222; State PUC DR Program Rules; OpenADR 2.0
network_infrastructure | der_interconnection | voltage_level | Interconnection Voltage Level | STRING |  | 120v¦240v¦208v¦480v¦other |  | Nominal voltage level at the point of interconnection between the DER and the utility distribution system. Determines protection relay settings, transformer requirements, and IEEE 1547 voltage ride-through parameters. | IEEE 1547-2018; ANSI C84.1
network_infrastructure | der_interconnection | wregis_code | Western Renewable Energy Generation Information System (WREGIS) Generator ID | STRING |  |  |  | Generator registration identifier assigned by WREGIS (or equivalent REC tracking registry) for this DER. Required for REC issuance, RPS compliance reporting, and green tariff program participation. Null if rec_eligible is False. | WREGIS Operating Rules; State RPS Rules; DOE |  | TRUE | WREGIS (Western Renewable Energy Generation Information System) ID is an external tracking identifier for renewable energy certificates. This is an external registry reference, not a modeled entity.
network_infrastructure | distribution_substation | capex_project_id | Capex Project Id (Foreign Key) | BIGINT |  |  | finance.capex_project.capex_project_id | Foreign key linking to finance.capex_project. Business justification: Substation construction and major upgrades are capital projects requiring project tracking for budget management, AFUDC calculation, CWIP accounting, and regulatory approval. Critical for capital plan | Internal - LLM Generated Cross-Domain Link
network_infrastructure | distribution_substation | cost_center_id | Cost Center Id (Foreign Key) | BIGINT |  |  | finance.cost_center.cost_center_id | Foreign key linking to finance.cost_center. Business justification: Substations are major operational cost centers for utilities, tracking all O&M expenses for regulatory reporting, budgeting, and rate case cost studies. Essential for FERC functional accounting. | Internal - LLM Generated Cross-Domain Link
network_infrastructure | distribution_substation | docket_id | Docket Id (Foreign Key) | BIGINT |  |  | regulatory.docket.docket_id | Foreign key linking to regulatory.docket. Business justification: Substations are major capital assets requiring CPCN approval and rate base treatment. Essential for tracking regulatory proceedings authorizing substation construction, upgrades, and cost recovery in | Internal - LLM Generated Cross-Domain Link
network_infrastructure | distribution_substation | fixed_asset_id | Fixed Asset Id (Foreign Key) | BIGINT |  |  | finance.fixed_asset.fixed_asset_id | Foreign key linking to finance.fixed_asset. Business justification: Substations are major capitalized assets requiring fixed asset tracking for depreciation, rate base calculation, and FERC Form 1 plant accounting. Critical for regulatory financial reporting. | Internal - LLM Generated Cross-Domain Link
network_infrastructure | distribution_substation | master_id | Enterprise Asset Management (EAM) Asset ID | BIGINT |  |  | asset.master.master_id | Asset identifier for this substation facility in Oracle WAM or IBM Maximo Enterprise Asset Management system. Links to preventive and corrective maintenance work orders, inspection records, and asset lifecycle cost tracking. | Oracle WAM / IBM Maximo EAM; PAS 55 / ISO 55000 (Asset Management)
network_infrastructure | distribution_substation | pricing_node_id | Pricing Node Id (Foreign Key) | BIGINT |  |  | market.pricing_node.pricing_node_id | Foreign key linking to market.pricing_node. Business justification: Substations are primary wholesale delivery points; LMP settlement, transmission cost allocation, and network upgrade cost assignment require substation-to-pricing-node mapping. Critical for FERC Open | Internal - LLM Generated Cross-Domain Link
network_infrastructure | distribution_substation | commissioning_date | Commissioning Date | DATE |  |  |  | Date on which the substation was first energized and placed into commercial service (yyyy-MM-dd). Used to calculate asset age, depreciation schedules (AFUDC capitalization cutoff), and maintenance interval triggers in Oracle WAM/IBM Maximo. | FERC Uniform System of Accounts (AFUDC); GAAP ASC 360; IEEE Std 1109
network_infrastructure | distribution_substation | construction_work_order | Construction Work Order Number | STRING |  |  |  | Work order number from Oracle WAM or IBM Maximo associated with the original construction or most recent major capital project at this substation. Links to CAPEX project records, WIP accounting, and AFUDC capitalization in SAP S/4HANA or Oracle ERP. | Oracle WAM / IBM Maximo; FERC Uniform System of Accounts (AFUDC/WIP); GAAP ASC 360
network_infrastructure | distribution_substation | county_name | County Name | STRING |  |  |  | Name of the county or parish in which the substation is located. Used for local franchise agreement compliance, county emergency management coordination, and property tax assessment records. | State PUC Franchise Agreement; Local Government Property Tax Records
network_infrastructure | distribution_substation | customers_served_count | Customers Served Count | INT |  |  |  | Total number of end-use customer accounts (residential and commercial) served by distribution feeders emanating from this substation. Used as the denominator for SAIDI/SAIFI/CAIDI reliability index calculations and outage impact reporting to the PUC. | IEEE Std 1366 (SAIDI/SAIFI/CAIDI); State PUC Annual Reliability Report
network_infrastructure | distribution_substation | decommission_date | Decommission Date | DATE |  |  |  | Date on which the substation was permanently retired from service (yyyy-MM-dd). Null if the substation is still active. Used for asset retirement accounting, rate base removal, and regulatory decommissioning filings with the PUC. | FERC Uniform System of Accounts; GAAP ASC 360; State PUC Asset Retirement Rules
network_infrastructure | distribution_substation | der_hosting_capacity_mw | Distributed Energy Resource (DER) Hosting Capacity (MW) | DECIMAL(10,3) |  |  |  | Maximum additional Distributed Energy Resource (DER) generation capacity (in MW) that can be interconnected to feeders served by this substation without requiring infrastructure upgrades, per the utility's hosting capacity analysis. Used for NEM interconnection screening and DERMS planning. | FERC Order 2222; State PUC NEM/DER Interconnection Rules; IEEE Std 1547 (DER Interconnection)
network_infrastructure | distribution_substation | distribution_substation_id | Distribution Substation ID | BIGINT |  |  |  | Unique surrogate identifier for the distribution substation record in the Silver Layer lakehouse. Primary key. Entity role: MASTER_RESOURCE — represents a physical facility owned and operated by the utility to step down transmission voltage for last-mile electric distribution. | IEEE Std 1109 (Distribution Substation Design) | TRUE
network_infrastructure | distribution_substation | division_code | Operating Division Code | STRING |  | '^[A-Z0-9_-]{2,20}$ |  | Internal organizational division or district code responsible for operating and maintaining this substation. Maps to the utility's organizational hierarchy in SAP S/4HANA or Oracle ERP for O&M cost allocation and workforce dispatch. | SAP S/4HANA Organizational Structure; Internal O&M Cost Allocation Policy
network_infrastructure | distribution_substation | ems_node_code | Energy Management System (EMS) Node ID | STRING |  |  |  | Node identifier for this substation within the ABB or GE Energy Management System (EMS) network model. Used for power flow analysis, state estimation, and real-time grid balancing. Distinct from the SCADA point ID which references the historian tag. | ABB / GE EMS Network Model; IEC 61970 (CIM Transmission); NERC FAC-002 |  | TRUE | EMS (Energy Management System) node ID is an external system identifier referencing a node in the EMS. This is a technical system reference, not a business entity modeled in this data model.
network_infrastructure | distribution_substation | feeder_count | Number of Distribution Feeders Served | INT |  |  |  | Count of active distribution feeder circuits emanating from this substation's distribution bus. Used for load balancing analysis, SAIDI/SAIFI reliability reporting, and outage impact assessment. Sourced from ESRI ArcGIS network topology and Schneider Electric AMS. | IEEE Std 1366 (Distribution Reliability Indices); PUC Reliability Reporting
network_infrastructure | distribution_substation | gis_feature_code | Geographic Information System (GIS) Feature ID | STRING |  |  |  | Unique feature identifier assigned to this substation in the ESRI ArcGIS enterprise geodatabase. Serves as the cross-reference key for spatial joins, network tracing, and GIS-to-OMS/DMS integration. Distinct from the surrogate primary key. | ESRI ArcGIS Enterprise Geodatabase; Schneider Electric AMS GIS Integration |  | TRUE | GIS feature ID is an external identifier from the Geographic Information System. It references the substation's spatial feature in the GIS platform, which is an external system not modeled in this data model.
network_infrastructure | distribution_substation | installed_capacity_mva | Total Installed Transformer Capacity (MVA) | DECIMAL(10,3) |  |  |  | Sum of the nameplate ratings of all power transformers installed at the substation, expressed in Megavolt-Amperes (MVA). Represents the maximum apparent power the substation can deliver to distribution feeders under normal operating conditions. Used for capacity planning, IRP, and FERC Form 1 reporting. Satisfies MASTER_RESOURCE MEASUREMENT_OR_VALUE category. | FERC Form 1; IEEE Std C57.12.00 (Power Transformers)
network_infrastructure | distribution_substation | is_automated_switching | Automated Switching Indicator | BOOLEAN |  |  |  | Indicates whether the substation is equipped with automated switching devices (e.g., automated reclosers, sectionalizers, or FLISR-capable switches) that enable self-healing grid restoration without manual crew dispatch (True/False). Key metric for AMI/DERMS integration and reliability improvement programs. | Schneider Electric AMS FLISR; IEEE Std 1366; PUC Distribution Automation Plans
network_infrastructure | distribution_substation | is_normally_open_tie | Normally Open Tie Substation Indicator | BOOLEAN |  |  |  | Indicates whether this substation serves as a normally-open tie point between two distribution circuits or substations (True) or operates as a radial/normally-closed facility (False). Critical for OMS/DMS switching order generation and restoration planning. | Schneider Electric AMS / GE PowerOn DMS Network Model; IEEE Std 1366
network_infrastructure | distribution_substation | is_scada_monitored | Supervisory Control and Data Acquisition (SCADA) Monitored Indicator | BOOLEAN |  |  |  | Indicates whether this substation has real-time SCADA telemetry integrated into the OSIsoft PI historian or ABB/GE EMS (True) or relies on manual reads and field inspection (False). Affects outage detection latency and SAIDI/SAIFI calculation methodology. | OSIsoft PI Asset Framework; NERC CIP-005; IEEE Std 1366
network_infrastructure | distribution_substation | land_parcel_number | Land Parcel ID (Assessor Parcel Number) | STRING |  |  |  | County assessor parcel number (APN) or land parcel identifier for the property on which the substation is sited. Used for property tax filings, easement management, and real estate records in SAP S/4HANA or Oracle ERP. | County Assessor Records; SAP S/4HANA Real Estate Module; FERC Form 1 Land Account |  | TRUE | Land parcel ID references a parcel in an external land/property registry or GIS system. While land parcels are real, they are managed in external property/GIS systems and are not a core utility business entity warranting a dedicated table. Only one table references this concept.
network_infrastructure | distribution_substation | last_major_upgrade_date | Last Major Upgrade Date | DATE |  |  |  | Date of the most recent major capital upgrade or refurbishment of the substation (e.g., transformer replacement, bus reconfiguration, protection system modernization). Used for CAPEX project tracking, asset condition assessment, and IRP planning. | Oracle WAM / IBM Maximo Work Order History; FERC Form 1 CAPEX Reporting
network_infrastructure | distribution_substation | latitude | Geographic Latitude (Decimal Degrees) | DECIMAL(10,7) | restricted,pii_address |  |  | WGS 84 geographic latitude of the substation site centroid in decimal degrees. Sourced from ESRI ArcGIS GIS feature class. Used for spatial analysis, storm outage correlation, mutual aid dispatch, and PHMSA/FERC geographic reporting. | ESRI ArcGIS; WGS 84 (EPSG:4326); FERC eLibrary Geographic Data Standards
network_infrastructure | distribution_substation | load_factor_pct | Load Factor Percentage (%) | DECIMAL(5,2) |  |  |  | Ratio of average load to peak load at this substation over the most recent 12-month period, expressed as a percentage. Indicates utilization efficiency; a higher load factor means more uniform loading. Used in rate case cost studies and capacity planning. | FERC Form 1; NARUC Uniform System of Accounts; IRP Load Analysis
network_infrastructure | distribution_substation | longitude | Geographic Longitude (Decimal Degrees) | DECIMAL(10,7) | restricted,pii_address |  |  | WGS 84 geographic longitude of the substation site centroid in decimal degrees. Sourced from ESRI ArcGIS GIS feature class. Used in conjunction with latitude for spatial analysis, outage mapping, and regulatory geographic reporting. | ESRI ArcGIS; WGS 84 (EPSG:4326); FERC eLibrary Geographic Data Standards
network_infrastructure | distribution_substation | nem_interconnection_count | Net Energy Metering (NEM) Interconnection Count | INT |  |  |  | Number of active Net Energy Metering (NEM) customer interconnections (e.g., rooftop solar, small wind) on feeders served by this substation. Used to assess reverse power flow risk, hosting capacity consumption, and DERMS dispatch requirements. | State PUC NEM Tariff; FERC Order 2222; IEEE Std 1547
network_infrastructure | distribution_substation | nerc_bes_applicable | North American Electric Reliability Corporation (NERC) Bulk Electric System (BES) Applicable Indicator | BOOLEAN |  |  |  | Indicates whether this substation meets the NERC Bulk Electric System (BES) definition thresholds (e.g., connected at 100 kV or above, or meeting generation/load criteria) and is therefore subject to NERC reliability standards (True/False). Drives CIP cybersecurity and FAC compliance obligations. | NERC BES Definition (Effective 2014); NERC CIP-002; FERC Order 773
network_infrastructure | distribution_substation | nerc_cip_classification | North American Electric Reliability Corporation (NERC) Critical Infrastructure Protection (CIP) Classification | STRING |  | high¦medium¦low¦not_applicable |  | NERC CIP cyber security impact classification for this substation's Electronic Security Perimeter (ESP) and associated BES Cyber Systems. 'high', 'medium', or 'low' impact per NERC CIP-002-5.1a; 'not_applicable' if BES threshold not met. Governs physical and cyber security control requirements. | NERC CIP-002-5.1a; FERC Order 791; DOE Cybersecurity Guidelines
network_infrastructure | distribution_substation | oms_facility_code | Outage Management System (OMS) Facility ID | STRING |  |  |  | Facility identifier for this substation in the Schneider Electric AMS or GE PowerOn Outage Management System / Distribution Management System (OMS/DMS). Used to associate outage events, switching orders, and restoration activities with this substation. | Schneider Electric AMS / GE PowerOn OMS-DMS; IEEE Std 1366 |  | TRUE | OMS (Outage Management System) facility ID is an external system identifier referencing the substation in the OMS. This is an external system reference, not a modeled business entity.
network_infrastructure | distribution_substation | operational_status | Operational Status | STRING |  | in_service¦out_of_service¦under_construction¦decommissioned¦mothballed |  | Current lifecycle state of the distribution substation. 'in_service' = energized and serving load; 'out_of_service' = de-energized for maintenance or fault; 'under_construction' = not yet commissioned; 'decommissioned' = permanently retired; 'mothballed' = temporarily idled. Drives OMS/DMS outage eligibility and asset management workflows. Satisfies MASTER_RESOURCE LIFECYCLE_STATUS category. | Schneider Electric AMS / GE PowerOn OMS; IEEE Std 1109
network_infrastructure | distribution_substation | ownership_type | Ownership Type | STRING |  | utility_owned¦jointly_owned¦customer_owned¦leased |  | Indicates the ownership arrangement for the substation facility and equipment. 'utility_owned' = fully owned by the utility; 'jointly_owned' = shared ownership with another entity (e.g., another utility or municipality); 'customer_owned' = owned by a large industrial customer; 'leased' = utility operates but does not own the facility. Affects CAPEX/OPEX accounting, CIAC treatment, and rate base inclusion. | FERC Uniform System of Accounts; GAAP ASC 360
network_infrastructure | distribution_substation | peak_load_mw | Peak Load (MW) | DECIMAL(10,3) |  |  |  | Maximum recorded real power demand (in Megawatts) observed at this substation during the most recent annual peak period. Used for capacity planning, demand response (DR) program sizing, and IRP load forecasting. Sourced from OSIsoft PI historian interval data. | OSIsoft PI Historian; FERC Form 1; IRP Load Forecasting Standards
network_infrastructure | distribution_substation | primary_voltage_kv | Primary (Transmission-Side) Voltage (kV) | DECIMAL(8,3) |  |  |  | Nominal voltage level on the high-voltage (transmission) side of the substation transformer, expressed in kilovolts (kV). Typical values for distribution substations include 69 kV, 115 kV, 138 kV, or 230 kV. Used for interconnection studies, OATT compliance, and NERC BES applicability determination. | NERC Glossary of Terms; FERC OATT; IEEE Std C57.12.00
network_infrastructure | distribution_substation | protection_scheme | Protection Scheme Type | STRING |  | overcurrent¦differential¦distance¦pilot_wire¦digital_relay¦hybrid |  | Type of protective relay scheme deployed at the substation for fault detection and isolation. Drives maintenance inspection intervals, NERC PRC compliance tracking, and equipment procurement for relay upgrades. | NERC PRC-001 / PRC-002 (Protection Systems); IEEE Std C37.2 (Relay Nomenclature)
network_infrastructure | distribution_substation | record_created_timestamp | Record Created Timestamp | TIMESTAMP |  |  |  | Timestamp when this distribution substation record was first created in the Silver Layer lakehouse (yyyy-MM-ddTHH:mm:ss.SSSXXX). Used for data lineage, audit trail, and ETL reconciliation. Satisfies MASTER_RESOURCE RECORD_AUDIT_CREATED category. | SOX Section 404 (Internal Controls); GAAP Audit Trail Requirements
network_infrastructure | distribution_substation | record_updated_timestamp | Record Updated Timestamp | TIMESTAMP |  |  |  | Timestamp of the most recent update to this distribution substation record in the Silver Layer lakehouse (yyyy-MM-ddTHH:mm:ss.SSSXXX). Used for change data capture (CDC), incremental ETL processing, and audit trail compliance. | SOX Section 404 (Internal Controls); Databricks Delta Lake CDC
network_infrastructure | distribution_substation | saidi_contribution_min | System Average Interruption Duration Index (SAIDI) Contribution (Minutes) | DECIMAL(10,4) |  |  |  | This substation's contribution to the utility's annual System Average Interruption Duration Index (SAIDI), expressed in customer-minutes per customer. Calculated from outage events originating at or upstream of this substation. Used for PUC reliability benchmarking and Performance-Based Ratemaking (PBR) incentive calculations. | IEEE Std 1366; State PUC Reliability Standards; PBR Mechanism
network_infrastructure | distribution_substation | scada_point_code | Supervisory Control and Data Acquisition (SCADA) Point ID | STRING |  |  |  | Identifier of the SCADA integration point (RTU/IED address or OSIsoft PI tag prefix) associated with this substation in the OSIsoft PI or GE Proficy historian and the ABB/GE Energy Management System. Enables real-time telemetry linkage for voltage, load, and breaker status monitoring. | OSIsoft PI Asset Framework; IEC 61968 (CIM Distribution); NERC CIP-005 |  | TRUE | SCADA (Supervisory Control and Data Acquisition) point ID is an external system identifier referencing a monitoring point in the SCADA system. This is a technical/infrastructure reference to an external operational technology system.
network_infrastructure | distribution_substation | secondary_voltage_kv | Secondary (Distribution-Side) Voltage (kV) | DECIMAL(8,3) |  |  |  | Nominal voltage level on the low-voltage (distribution) side of the substation transformer, expressed in kilovolts (kV). Typical values include 4.16 kV, 12.47 kV, 13.2 kV, 13.8 kV, 25 kV, or 34.5 kV. Determines feeder voltage class and equipment ratings for downstream distribution assets. | IEEE Std 1109; ANSI C84.1 (Electric Power Systems Voltage Ratings)
network_infrastructure | distribution_substation | service_territory_code | Service Territory Code | STRING |  | '^[A-Z0-9_-]{2,30}$ |  | Code identifying the utility's certificated service territory zone or district in which this substation is located. Used for PUC jurisdictional reporting, rate zone assignment, and load forecasting segmentation. Aligns with the utility's CPCN boundary definitions. | State PUC Service Territory Maps; CPCN Filing
network_infrastructure | distribution_substation | source_system_code | Source System Code | STRING |  |  |  | Code identifying the operational system of record from which this substation record was sourced. Supports data lineage tracking and conflict resolution when multiple systems contribute attributes. [ENUM-REF-CANDIDATE: arcgis¦schneider_ams¦ge_poweron¦maximo¦oracle_wam¦pi_historian¦manual — promote to reference product] | Enterprise Data Governance Policy; Databricks Silver Layer Lineage Standards
network_infrastructure | distribution_substation | state_code | State Code | STRING |  | '^[A-Z]{2}$ |  | Two-letter US state abbreviation (USPS standard) for the state in which the substation is located. Used for jurisdictional regulatory reporting to state PUCs and for multi-state utility operational segmentation. | USPS State Abbreviations; State PUC Jurisdictional Reporting
network_infrastructure | distribution_substation | street_address | Substation Street Address | STRING | confidential,pii_address |  |  | Physical street address of the substation facility (street number, street name, city, state, ZIP). Used for field crew dispatch, emergency response coordination, and permit filings. Classified confidential as organizational location data. | OSHA 29 CFR 1910 (Emergency Response); State PUC Facility Registration
network_infrastructure | distribution_substation | substation_code | Distribution Substation Code | STRING |  | '^[A-Z0-9_-]{2,20}$ |  | Externally-known alphanumeric business identifier for the substation, as assigned by the utility's GIS and OMS/DMS systems (e.g., 'ESRI ArcGIS feature ID' or Schneider Electric AMS station code). Used in SCADA tags, outage tickets, and regulatory filings. Satisfies MASTER_RESOURCE BUSINESS_IDENTIFIER category. | ESRI ArcGIS Network Dataset; Schneider Electric AMS
network_infrastructure | distribution_substation | substation_name | Distribution Substation Name | STRING |  |  |  | Human-readable name of the distribution substation (e.g., 'Riverside Distribution Substation'). Used in customer-facing outage communications, regulatory filings, and operational dashboards. Satisfies MASTER_RESOURCE IDENTITY_LABEL category. | IEEE Std 1109; NERC Glossary of Terms
network_infrastructure | distribution_substation | substation_type | Distribution Substation Type | STRING |  | distribution¦switching¦network¦customer_owned |  | Categorical classification of the substation by function within the distribution network. 'distribution' = standard step-down facility; 'switching' = bus-tie/sectionalizing point; 'network' = secondary network vault; 'customer_owned' = customer-sited facility interconnected to the utility grid. Satisfies MASTER_RESOURCE CLASSIFICATION_OR_TYPE category. | IEEE Std 1109; NERC Glossary of Terms
network_infrastructure | distribution_substation | transformer_count | Number of Power Transformers | INT |  |  |  | Total count of power transformers (including main bank and spare/standby units) installed at the substation. Relevant for N-1 contingency analysis, maintenance scheduling in Oracle WAM/IBM Maximo, and capacity redundancy assessment. | IEEE Std C57.12.00; NERC TPL Standards
network_infrastructure | distribution_substation | voltage_regulation_scheme | Voltage Regulation Scheme | STRING |  | ltc¦svr¦capacitor_bank¦statcom¦none |  | Primary voltage regulation technology deployed at the substation. 'ltc' = Load Tap Changer on main transformer; 'svr' = Step Voltage Regulator on feeder; 'capacitor_bank' = switched capacitor bank; 'statcom' = Static Synchronous Compensator; 'none' = no active regulation. Relevant for DER/DERMS integration and power quality compliance. | IEEE Std C57.15 (Voltage Regulators); ANSI C84.1; DERMS Integration Standards
network_infrastructure | district | parent_district_id |  | BIGINT | self_ref_fk |  | distribution.district.district_id | Self-referencing FK on district (parent_district_id)
network_infrastructure | district | annual_energy_delivered_mwh |  | DECIMAL(12,2) |  |  |  | Total electric energy delivered to customers in the district annually, measured in megawatt-hours.
network_infrastructure | district | annual_gas_delivered_mcf |  | DECIMAL(12,2) |  |  |  | Total natural gas delivered to customers in the district annually, measured in thousand cubic feet (MCF).
network_infrastructure | district | caidi_index |  | DECIMAL(8,4) |  |  |  | Average outage duration per interrupted customer in minutes for the district. Calculated as SAIDI/SAIFI.
network_infrastructure | district | commercial_customer_count |  | INT |  |  |  | Number of commercial and industrial customers served in the district.
network_infrastructure | district | created_timestamp |  | TIMESTAMP |  |  |  | Timestamp when this district record was first created in the system.
network_infrastructure | district | customer_count |  | INT |  |  |  | Total number of active customers served within the district boundaries.
network_infrastructure | district | der_interconnection_count |  | INT |  |  |  | Number of distributed energy resource interconnections (solar, wind, battery storage) within the district.
network_infrastructure | district | description |  | STRING |  |  |  | Detailed textual description of the district including geographic boundaries, key landmarks, and operational characteristics.
network_infrastructure | district | district_code |  | STRING |  |  |  | Externally-known unique alphanumeric code assigned to the district for operational reference and reporting.
network_infrastructure | district | district_id | District Identifier | BIGINT |  |  |  | Primary key for district |  | TRUE
network_infrastructure | district | district_manager_name |  | STRING |  |  |  | Name of the manager responsible for operations within this district.
network_infrastructure | district | district_office_address |  | STRING | confidential,pii_address |  |  | Physical address of the district operations office.
network_infrastructure | district | district_office_phone |  | STRING | confidential,pii_phone |  |  | Primary contact phone number for the district operations office.
network_infrastructure | district | district_type |  | STRING |  |  |  | Classification of the district by service type: electric-only, gas-only, or dual-service (both electric and gas).
network_infrastructure | district | dms_district_code |  | STRING |  |  |  | District identifier used in the Distribution Management System for real-time network monitoring and control.
network_infrastructure | district | effective_date |  | DATE |  |  |  | Date when the district became operational or when the current configuration became effective.
network_infrastructure | district | electric_circuit_miles |  | DECIMAL(10,2) |  |  |  | Total length of electric distribution circuits in miles within the district.
network_infrastructure | district | emergency_contact_phone |  | STRING | confidential,pii_phone |  |  | 24/7 emergency contact phone number for outage and safety incidents in the district.
network_infrastructure | district | end_date |  | DATE |  |  |  | Date when the district was decommissioned or reorganized. Null for active districts.
network_infrastructure | district | feeder_count |  | INT |  |  |  | Total number of distribution feeders operating within the district for electric service delivery.
network_infrastructure | district | gas_main_miles |  | DECIMAL(10,2) |  |  |  | Total length of gas distribution mains in miles within the district.
network_infrastructure | district | gis_district_code |  | STRING |  |  |  | District identifier used in the GIS for spatial network topology and asset mapping.
network_infrastructure | district | modified_timestamp |  | TIMESTAMP |  |  |  | Timestamp when this district record was last modified.
network_infrastructure | district | name |  | STRING |  |  |  | Human-readable name of the distribution district (e.g., 'North Metro District', 'Downtown Service Area').
network_infrastructure | district | nem_customer_count |  | INT |  |  |  | Number of customers with net energy metering agreements in the district.
network_infrastructure | district | oms_district_code |  | STRING |  |  |  | District identifier used in the Outage Management System for outage event tracking and dispatch.
network_infrastructure | district | peak_demand_mw |  | DECIMAL(10,3) |  |  |  | Historical peak electric demand in megawatts recorded for the district.
network_infrastructure | district | pole_count |  | INT |  |  |  | Total number of utility poles installed within the district for overhead distribution infrastructure.
network_infrastructure | district | region_id |  | BIGINT |  |  |  | Reference to the operational region that this district is part of for organizational hierarchy.
network_infrastructure | district | residential_customer_count |  | INT |  |  |  | Number of residential customers served in the district.
network_infrastructure | district | saidi_index |  | DECIMAL(8,4) |  |  |  | Average outage duration per customer in minutes for the district, excluding major events. Key reliability metric.
network_infrastructure | district | saifi_index |  | DECIMAL(8,4) |  |  |  | Average number of interruptions per customer for the district, excluding major events. Key reliability metric.
network_infrastructure | district | service_area_square_miles |  | DECIMAL(10,2) |  |  |  | Geographic area covered by the district measured in square miles.
network_infrastructure | district | service_territory_id |  | BIGINT |  |  |  | Reference to the parent service territory that this district belongs to.
network_infrastructure | district | status |  | STRING |  |  |  | Current operational status of the district in its lifecycle.
network_infrastructure | district | substation_count |  | INT |  |  |  | Number of distribution substations located within or serving the district.
network_infrastructure | district | transformer_count |  | INT |  |  |  | Total number of service transformers deployed in the district for voltage step-down to customer premises.
network_infrastructure | district | voltage_class |  | STRING |  |  |  | Primary distribution voltage class served by the district (e.g., '12.47kV', '13.2kV', '34.5kV').
network_infrastructure | feeder | capex_project_id | Capex Project Id (Foreign Key) | BIGINT |  |  | finance.capex_project.capex_project_id | Foreign key linking to finance.capex_project. Business justification: Feeder construction, upgrades, and extensions are capital projects requiring project tracking for budget management, AFUDC calculation, and regulatory reporting. Essential for capital investment manag | Internal - LLM Generated Cross-Domain Link
network_infrastructure | feeder | compliance_obligation_id | Compliance Obligation Id (Foreign Key) | BIGINT |  |  | regulatory.compliance_obligation.compliance_obligation_id | Foreign key linking to regulatory.compliance_obligation. Business justification: Feeders must meet vegetation management cycles, reliability standards, and inspection obligations. Direct compliance tracking: linking feeders to their primary regulatory obligations for scheduling an | Internal - LLM Generated Cross-Domain Link
network_infrastructure | feeder | conductor_material_master_id | Conductor Material Master Id (Foreign Key) | BIGINT |  |  | supply.material_master.material_master_id | Foreign key linking to supply.material_master. Business justification: Feeders use standardized conductor materials tracked by type and size. Enables lifecycle replacement planning, material standardization programs, and accurate cost estimation for feeder reconductoring | Internal - LLM Generated Cross-Domain Link
network_infrastructure | feeder | cost_center_id | Cost Center Id (Foreign Key) | BIGINT |  |  | finance.cost_center.cost_center_id | Foreign key linking to finance.cost_center. Business justification: Feeders incur operational and maintenance expenses that must be allocated to cost centers for FERC functional accounting and regulatory reporting. Essential for O&M expense tracking and rate case cost | Internal - LLM Generated Cross-Domain Link
network_infrastructure | feeder | distribution_substation_id | Substation Identifier (ID) | BIGINT |  |  | distribution.distribution_substation.distribution_substation_id | Reference to the distribution substation from which this feeder originates. Links to the substation master record. | IEEE 1547, NERC Standards
network_infrastructure | feeder | docket_id | Docket Id (Foreign Key) | BIGINT |  |  | regulatory.docket.docket_id | Foreign key linking to regulatory.docket. Business justification: Feeders are subject to regulatory proceedings for reliability standards, infrastructure investments, and rate recovery. Utilities must track which dockets authorize feeder upgrades and impose performa | Internal - LLM Generated Cross-Domain Link
network_infrastructure | feeder | fixed_asset_id | Fixed Asset Id (Foreign Key) | BIGINT |  |  | finance.fixed_asset.fixed_asset_id | Foreign key linking to finance.fixed_asset. Business justification: Feeders are capitalized plant assets tracked in the fixed asset register for depreciation, rate base calculation, and FERC Form 1 reporting. Essential for utility asset accounting. | Internal - LLM Generated Cross-Domain Link
network_infrastructure | feeder | pricing_node_id | Pricing Node Id (Foreign Key) | BIGINT |  |  | market.pricing_node.pricing_node_id | Foreign key linking to market.pricing_node. Business justification: ISO/RTO market operations require feeder-to-pricing-node mapping for distribution-level LMP analysis, DER hosting capacity valuation, and locational marginal value studies. Essential for integrated di | Internal - LLM Generated Cross-Domain Link
network_infrastructure | feeder | caidi_annual | CAIDI (Customer Average Interruption Duration Index) Annual | DECIMAL(10,3) |  |  |  | The annual Customer Average Interruption Duration Index for this feeder, measured in minutes. Represents the average outage duration per interruption event. | IEEE 1366, PUC Reliability Reporting
network_infrastructure | feeder | capacitor_bank_count | Capacitor Bank Count | INT |  |  |  | The number of capacitor banks installed on the feeder for power factor correction and voltage support. | IEEE 1547, Distribution System Planning Standards
network_infrastructure | feeder | circuit_configuration | Circuit Configuration Type | STRING |  | radial¦loop¦networked¦spot_network¦grid_network |  | The topology or architecture of the feeder circuit. Radial feeders have a single source path; loop feeders have alternate paths with normally-open points; networked feeders have multiple energized sources. | IEEE 1547, Distribution System Planning Standards
network_infrastructure | feeder | conductor_size_kcmil | Conductor Size (kcmil - Thousand Circular Mils) | STRING |  |  |  | The cross-sectional area of the conductor in thousand circular mils, which determines current-carrying capacity and voltage drop characteristics. | IEEE 1547, NEC Article 310
network_infrastructure | feeder | customer_count | Customer Count | INT |  |  |  | The total number of end-use customers served by this feeder. Critical for calculating SAIFI and SAIDI reliability indices. | IEEE 1366, PUC Reliability Reporting
network_infrastructure | feeder | der_capacity_mw | DER (Distributed Energy Resource) Capacity (MW - Megawatt) | DECIMAL(10,3) |  |  |  | The total nameplate generation capacity of all DER interconnections on this feeder in megawatts. Critical for hosting capacity analysis and grid stability studies. | IEEE 1547, FERC Order 2222
network_infrastructure | feeder | der_interconnection_count | DER (Distributed Energy Resource) Interconnection Count | INT |  |  |  | The total number of distributed energy resources (solar PV, wind, battery storage, etc.) interconnected to this feeder under IEEE 1547 or state interconnection standards. | IEEE 1547, FERC Order 2222, State Interconnection Rules
network_infrastructure | feeder | dms_circuit_code | DMS (Distribution Management System) Circuit Identifier (ID) | STRING |  |  |  | The circuit identifier used in the Distribution Management System for real-time network analysis, switching operations, and voltage optimization. | IEC 61968, IEC 61970 (CIM) |  | TRUE | DMS (Distribution Management System) circuit ID is an external system identifier referencing this feeder/circuit in the DMS. External system reference, not a modeled entity.
network_infrastructure | feeder | feeder_id | Feeder Identifier (ID) | BIGINT |  |  |  | Unique system identifier for the electric distribution feeder circuit. Primary key. | IEEE 1547, NERC Standards | TRUE
network_infrastructure | feeder | feeder_name | Feeder Circuit Name | STRING |  |  |  | Human-readable name or designation for the feeder, often incorporating geographic or landmark references for operational clarity. | Utility Operating Standards
network_infrastructure | feeder | feeder_number | Feeder Circuit Number | STRING |  |  |  | Business identifier for the feeder circuit, typically assigned by the utility following internal naming conventions. Used in operational communications, OMS displays, and field work orders. | IEEE 1547, Utility Operating Standards
network_infrastructure | feeder | gis_feature_code | GIS (Geographic Information System) Feature Identifier (ID) | STRING |  |  |  | The unique identifier for the feeder circuit in the utility GIS system, linking to spatial network topology, pole locations, and asset mapping. | ESRI ArcGIS Standards, OGC Standards |  | TRUE | GIS feature ID is an external identifier from the Geographic Information System for this feeder. Same pattern as on distribution_substation — external GIS system reference.
network_infrastructure | feeder | in_service_date | In-Service Date | DATE |  |  |  | The date the feeder was first energized and placed into commercial operation. Used for asset age analysis and depreciation calculations. | FERC Uniform System of Accounts, GAAP
network_infrastructure | feeder | last_inspection_date | Last Inspection Date | DATE |  |  |  | The date of the most recent comprehensive inspection of the feeder circuit, including poles, conductors, and equipment. | NESC, Utility Maintenance Standards
network_infrastructure | feeder | last_modified_timestamp | Last Modified Timestamp | TIMESTAMP |  |  |  | The timestamp when this feeder record was last updated in the system, capturing configuration changes, status updates, or data corrections. | Data Governance Standards
network_infrastructure | feeder | length_miles | Feeder Length (Miles) | DECIMAL(10,3) |  |  |  | The total circuit length of the feeder from substation to the furthest endpoint, measured in miles. Used for voltage drop calculations, reliability metrics, and maintenance planning. | IEEE 1547, Distribution System Planning Standards
network_infrastructure | feeder | nem_customer_count | NEM (Net Energy Metering) Customer Count | INT |  |  |  | The number of customers on this feeder enrolled in net energy metering programs, typically residential or commercial solar installations. | State NEM Tariffs, PUC Regulations
network_infrastructure | feeder | next_inspection_date | Next Scheduled Inspection Date | DATE |  |  |  | The scheduled date for the next comprehensive feeder inspection, based on regulatory requirements and utility maintenance cycles. | NESC, Utility Maintenance Standards
network_infrastructure | feeder | nominal_voltage_kv | Nominal Voltage (kV - Kilovolt) | DECIMAL(10,3) |  |  |  | The nominal operating voltage of the feeder circuit in kilovolts, typically ranging from 4 kV to 35 kV for distribution feeders. | IEEE 1547, ANSI C84.1
network_infrastructure | feeder | notes | Operational Notes | STRING |  |  |  | Free-text field for operational notes, special operating instructions, known issues, or other contextual information relevant to the feeder. | Utility Operating Procedures
network_infrastructure | feeder | oms_circuit_code | OMS (Outage Management System) Circuit Identifier (ID) | STRING |  |  |  | The circuit identifier used in the Outage Management System for tracking outage events, restoration activities, and customer impact analysis. | IEEE 1366, OMS Vendor Standards |  | TRUE | OMS (Outage Management System) circuit ID is an external system identifier referencing this feeder/circuit in the OMS. External system reference, not a modeled entity.
network_infrastructure | feeder | operational_status | Operational Status | STRING |  | in_service¦out_of_service¦under_construction¦planned¦decommissioned |  | Current operational state of the feeder circuit. In-service feeders are energized and serving load; out-of-service feeders are temporarily de-energized for maintenance or emergency conditions. | NERC Standards, Utility Operating Procedures
network_infrastructure | feeder | peak_load_mw | Peak Load (MW - Megawatt) | DECIMAL(10,3) |  |  |  | The highest recorded real power demand on the feeder in megawatts, typically measured during system peak periods. Used for capacity planning and reliability analysis. | IEEE 1547, NERC Standards
network_infrastructure | feeder | phase_configuration | Phase Configuration | STRING |  | three_phase¦single_phase¦two_phase |  | The number of electrical phases carried by the feeder. Most distribution feeders are three-phase; some rural or light-load circuits may be single-phase or two-phase. | IEEE 1547, ANSI C84.1
network_infrastructure | feeder | protection_scheme | Protection Scheme | STRING |  |  |  | The type of protective relay and coordination scheme applied to the feeder, such as overcurrent, distance, differential, or adaptive protection. | IEEE C37 Series, NERC PRC Standards
network_infrastructure | feeder | rated_capacity_mva | Rated Capacity (MVA - Megavolt-Ampere) | DECIMAL(10,3) |  |  |  | The maximum continuous load capacity of the feeder in megavolt-amperes, determined by conductor thermal limits, protection settings, and substation transformer capacity allocation. | IEEE 1547, NERC Standards
network_infrastructure | feeder | recloser_count | Recloser Count | INT |  |  |  | The number of automatic reclosing devices installed on the feeder to isolate faults and minimize customer interruptions. | IEEE 1547, Distribution Automation Standards
network_infrastructure | feeder | saidi_annual | SAIDI (System Average Interruption Duration Index) Annual | DECIMAL(10,3) |  |  |  | The annual System Average Interruption Duration Index for this feeder, measured in minutes. Represents the average total outage duration per customer served by the feeder. | IEEE 1366, PUC Reliability Reporting
network_infrastructure | feeder | saifi_annual | SAIFI (System Average Interruption Frequency Index) Annual | DECIMAL(10,3) |  |  |  | The annual System Average Interruption Frequency Index for this feeder, representing the average number of sustained interruptions per customer. | IEEE 1366, PUC Reliability Reporting
network_infrastructure | feeder | scada_point_code | SCADA (Supervisory Control and Data Acquisition) Point Identifier (ID) | STRING |  |  |  | The unique identifier for the SCADA monitoring point associated with this feeder, used to retrieve real-time telemetry data such as voltage, current, power flow, and breaker status. | IEEE 1815 (DNP3), IEC 61850 |  | TRUE | SCADA point ID is an external system identifier referencing a monitoring point in the SCADA system for this feeder. Same pattern as on distribution_substation — external OT system reference.
network_infrastructure | feeder | service_territory | Service Territory | STRING |  |  |  | The geographic service area or operating region served by this feeder, used for regulatory reporting and operational planning. | PUC Service Territory Definitions
network_infrastructure | feeder | source_bus_id | Source Bus Identifier (ID) | BIGINT |  |  |  | Reference to the specific bus or breaker position within the substation from which this feeder is energized. | IEEE 1547, NERC Standards
network_infrastructure | feeder | tree_trimming_cycle_months | Tree Trimming Cycle (Months) | INT |  |  |  | The scheduled vegetation management cycle for this feeder in months. Critical for reliability improvement and wildfire risk mitigation. | NERC FAC-003, State Wildfire Mitigation Plans
network_infrastructure | feeder | underground_percentage | Underground Percentage | DECIMAL(5,2) |  |  |  | The percentage of the feeder circuit length that is underground cable versus overhead conductor. Underground circuits typically have higher reliability but higher installation costs. | Distribution System Planning Standards
network_infrastructure | feeder | voltage_regulator_count | Voltage Regulator Count | INT |  |  |  | The number of voltage regulation devices (line regulators or load tap changers) installed on the feeder to maintain voltage within acceptable limits per ANSI C84.1. | IEEE 1547, ANSI C84.1
network_infrastructure | gas_main | capex_project_id | Capex Project Id (Foreign Key) | BIGINT |  |  | finance.capex_project.capex_project_id | Foreign key linking to finance.capex_project. Business justification: Gas main installations and replacements are capital projects requiring project tracking for budget management, AFUDC calculation, and regulatory reporting. Essential for pipeline investment management | Internal - LLM Generated Cross-Domain Link
network_infrastructure | gas_main | city_gate_station_id | City Gate Station ID | BIGINT |  |  | distribution.city_gate_station.city_gate_station_id | Reference to the city gate or gate station that feeds the pressure zone containing this gas main segment. Used for supply traceability, pressure management, and gas quality tracking. | ESRI ArcGIS Gas Network Topology; PHMSA 49 CFR Part 192
network_infrastructure | gas_main | cost_center_id | Cost Center Id (Foreign Key) | BIGINT |  |  | finance.cost_center.cost_center_id | Foreign key linking to finance.cost_center. Business justification: Gas main maintenance, leak surveys, and operational costs are allocated to cost centers for FERC gas utility accounting and regulatory reporting. Required for rate case cost allocation. | Internal - LLM Generated Cross-Domain Link
network_infrastructure | gas_main | docket_id | Docket Id (Foreign Key) | BIGINT |  |  | regulatory.docket.docket_id | Foreign key linking to regulatory.docket. Business justification: Gas main replacements and upgrades are subject to rate cases and CPCN proceedings for cost recovery. Business need: tracking which dockets authorize gas infrastructure investments and allow rate base | Internal - LLM Generated Cross-Domain Link
network_infrastructure | gas_main | fixed_asset_id | Fixed Asset Id (Foreign Key) | BIGINT |  |  | finance.fixed_asset.fixed_asset_id | Foreign key linking to finance.fixed_asset. Business justification: Gas mains are capitalized pipeline assets tracked in fixed asset register for depreciation, rate base inclusion, and FERC gas plant accounting. Essential for regulatory asset management. | Internal - LLM Generated Cross-Domain Link
network_infrastructure | gas_main | from_node_id | From Node ID | BIGINT |  |  | distribution.gas_network_node.gas_network_node_id | GIS network node identifier at the upstream (supply) end of the gas main segment. Used for network topology traversal, hydraulic modeling, and outage/isolation analysis. | ESRI ArcGIS Gas Network Topology
network_infrastructure | gas_main | master_id | Asset Master Id (Foreign Key) | BIGINT |  |  | asset.master.master_id | Foreign key linking to asset.asset_master. Business justification: Gas mains are major capital assets requiring depreciation, FERC accounting, DIMP compliance, condition monitoring, integrity management programs, and regulatory asset base tracking. Critical for pipel | Internal - LLM Generated Cross-Domain Link
network_infrastructure | gas_main | material_master_id | Material Master Id (Foreign Key) | BIGINT |  |  | supply.material_master.material_master_id | Foreign key linking to supply.material_master. Business justification: Gas mains are procured pipe materials tracked by specification, diameter, and grade. Critical for PHMSA material traceability requirements, DIMP threat assessment, and pipeline integrity management. E | Internal - LLM Generated Cross-Domain Link
network_infrastructure | gas_main | cathodic_protection_flag | Cathodic Protection Flag | BOOLEAN |  |  |  | Indicates whether the gas main segment is covered by an active cathodic protection (CP) system. True = CP system in place and active; False = no cathodic protection. Required for PHMSA corrosion control compliance on steel mains per 49 CFR Part 192 Subpart I. | PHMSA 49 CFR Part 192 §192.463; NACE SP0169
network_infrastructure | gas_main | cathodic_protection_type | Cathodic Protection Type | STRING |  | impressed-current¦sacrificial-anode¦none¦unknown |  | Type of cathodic protection system applied to the gas main segment. Impressed-current systems use rectifiers; sacrificial-anode systems use zinc or magnesium anodes. Used in corrosion control program documentation and PHMSA compliance records. | PHMSA 49 CFR Part 192 Subpart I; NACE SP0169
network_infrastructure | gas_main | coating_type | Coating Type | STRING |  | fusion-bonded-epoxy¦coal-tar¦polyethylene-tape¦bare¦other¦unknown |  | External corrosion protection coating applied to the pipe. Relevant primarily for steel mains. Used in corrosion control program management and PHMSA integrity management. Values: fusion-bonded-epoxy, coal-tar, polyethylene-tape, bare (no coating), other, unknown. | PHMSA 49 CFR Part 192 Subpart I; NACE SP0169
network_infrastructure | gas_main | county | County | STRING |  |  |  | County in which the gas main segment is located. Used for PHMSA annual mileage reporting by county, permit coordination, and emergency response jurisdiction mapping. | PHMSA 49 CFR Part 191 Annual Report
network_infrastructure | gas_main | crossing_type | Crossing Type | STRING |  | road¦railroad¦water¦aerial¦none |  | Type of infrastructure crossing associated with this gas main segment, if applicable. Used for permit tracking, inspection scheduling, and PHMSA high-consequence area (HCA) assessments. Values: road, railroad, water, aerial, none. | PHMSA 49 CFR Part 192; DOT Crossing Permit Requirements
network_infrastructure | gas_main | dimp_threat_rank | Distribution Integrity Management Program (DIMP) Threat Rank | STRING |  | high¦medium¦low¦not-assessed |  | Risk/threat ranking assigned to this gas main segment under the utility's Distribution Integrity Management Program (DIMP) as required by PHMSA 49 CFR Part 192 Subpart P. Drives prioritization of inspection, repair, and replacement activities. | PHMSA 49 CFR Part 192 Subpart P (DIMP)
network_infrastructure | gas_main | district_code | Gas Distribution District Code | STRING |  |  |  | Code identifying the gas distribution operating district or service territory subdivision responsible for this main segment. Used for O&M cost allocation, workforce dispatch, and regulatory reporting by district. | ESRI ArcGIS; SAP S/4HANA Cost Center Structure
network_infrastructure | gas_main | encased_flag | Encased Flag | BOOLEAN |  |  |  | Indicates whether the gas main segment is installed within a casing pipe (e.g., at road crossings, railroad crossings, or water crossings). True = encased; False = direct burial. Relevant for PHMSA integrity management and maintenance access planning. | PHMSA 49 CFR Part 192 §192.321; ESRI ArcGIS
network_infrastructure | gas_main | gas_main_id | Gas Main ID | BIGINT |  |  |  | Unique surrogate identifier for a gas distribution main segment record in the Silver Layer lakehouse. Primary key for this entity. Entity role: MASTER_RESOURCE — represents a physical pipeline asset owned and operated by the utility. | ESRI ArcGIS Gas Network Feature Class | TRUE
network_infrastructure | gas_main | gis_feature_code | GIS Feature ID | STRING |  |  |  | Native feature identifier assigned by ESRI ArcGIS to this gas main segment in the geospatial network dataset. Used for cross-system traceability between the lakehouse Silver Layer and the authoritative GIS source system. | ESRI ArcGIS Gas Network Feature Class |  | TRUE | GIS feature ID is an external identifier from the Geographic Information System for this gas main. Same pattern as other GIS references — external system reference.
network_infrastructure | gas_main | installation_date | Installation Date | DATE |  |  |  | Date the gas main segment was physically installed and placed in service. Used for asset age calculations, replacement prioritization, depreciation schedules, and PHMSA pipeline records. Maps to installation year in legacy GIS records where only year is known. | PHMSA 49 CFR Part 192; Oracle WAM / IBM Maximo Asset Record
network_infrastructure | gas_main | installation_year | Installation Year | INT |  |  |  | Year the gas main segment was installed, retained as a separate field for legacy records where only the year (not full date) is known from historical GIS or paper records. Used in PHMSA annual mileage reporting by decade of installation. | PHMSA 49 CFR Part 191 Annual Report; ESRI ArcGIS
network_infrastructure | gas_main | installed_by | Installed By | STRING |  |  |  | Name of the contractor or utility crew that installed the gas main segment. Used for construction quality traceability and warranty/liability tracking. | Oracle WAM / IBM Maximo Work Order Records
network_infrastructure | gas_main | joint_type | Joint Type | STRING |  |  |  | Type of pipe joint used in the gas main segment construction. Relevant for integrity assessment and leak history analysis. [ENUM-REF-CANDIDATE: butt-fusion¦electrofusion¦mechanical¦threaded¦welded¦bell-spigot¦other — promote to reference product] | PHMSA 49 CFR Part 192; ASTM F2620
network_infrastructure | gas_main | leak_survey_date | Leak Survey Date | DATE |  |  |  | Date of the most recent leak survey conducted on this gas main segment. Used to track compliance with PHMSA-mandated leak survey frequency requirements, which vary by pipe material, pressure tier, and class location. | PHMSA 49 CFR Part 192 §192.723; AGA Distribution Integrity Management
network_infrastructure | gas_main | leak_survey_method | Leak Survey Method | STRING |  | bar-hole¦walking¦mobile¦aerial¦other |  | Method used in the most recent leak survey of this gas main segment. Values: bar-hole (soil probe), walking (combustible gas indicator on foot), mobile (vehicle-mounted methane detector), aerial (helicopter/drone), other. | PHMSA 49 CFR Part 192 §192.723; AGA Leak Survey Guidelines
network_infrastructure | gas_main | main_code | Gas Main Code | STRING |  |  |  | Externally-known alphanumeric identifier for the gas main segment as assigned in the GIS (ESRI ArcGIS) and referenced in PHMSA pipeline safety records, work orders, and field documentation. Serves as the BUSINESS_IDENTIFIER / natural key for cross-system traceability. | ESRI ArcGIS; PHMSA 49 CFR Part 192
network_infrastructure | gas_main | main_name | Gas Main Name | STRING |  |  |  | Human-readable descriptive name or label for the gas main segment (e.g., 'Oak Street 4-inch PE Main'). Serves as the IDENTITY_LABEL for operational reference and field crew communication. | ESRI ArcGIS Gas Network Feature Class
network_infrastructure | gas_main | maop_psig | Maximum Allowable Operating Pressure (MAOP) (PSIG) | DECIMAL(8,2) |  |  |  | Maximum Allowable Operating Pressure in pounds per square inch gauge (PSIG) as established per PHMSA 49 CFR Part 192. The regulatory ceiling for operating pressure on this segment. Critical for pipeline safety compliance and integrity management programs. | PHMSA 49 CFR Part 192 §192.619; ASME B31.8
network_infrastructure | gas_main | municipality | Municipality | STRING |  |  |  | Name of the city, town, or municipality in which the gas main segment is located. Used for regulatory reporting, permit management, and service territory mapping. | PHMSA 49 CFR Part 191 Annual Report; State PUC Reporting
network_infrastructure | gas_main | nominal_diameter_in | Nominal Diameter (Inches) | DECIMAL(5,2) |  |  |  | Nominal pipe diameter in inches (e.g., 2, 4, 6, 8, 12). MEASUREMENT_OR_VALUE for this pipeline asset. Used for capacity calculations, flow modeling, and replacement cost estimation. Standard nominal sizes per ASME B36.10M. | PHMSA 49 CFR Part 192; ASME B36.10M
network_infrastructure | gas_main | operating_pressure_psig | Operating Pressure (PSIG) | DECIMAL(8,2) |  |  |  | Normal operating pressure of the gas main in pounds per square inch gauge (PSIG). Used for pressure zone management, DMS/SCADA monitoring, and PHMSA compliance. Must not exceed MAOP. | PHMSA 49 CFR Part 192 §192.619; ASME B31.8
network_infrastructure | gas_main | operational_status | Operational Status | STRING |  | in-service¦out-of-service¦abandoned¦proposed¦under-construction |  | Current lifecycle state of the gas main segment. Drives PHMSA reporting scope, maintenance scheduling, and GIS network topology. LIFECYCLE_STATUS for this MASTER_RESOURCE. Values: in-service (active, pressurized), out-of-service (isolated, not pressurized), abandoned (physically in place but permanently decommissioned), proposed (planned, not yet installed), under-construction (installation in progress). | PHMSA 49 CFR Part 192; ESRI ArcGIS
network_infrastructure | gas_main | phmsa_class_location | PHMSA Class Location | STRING |  | 1¦2¦3¦4 |  | Pipeline class location (1 through 4) as defined by PHMSA 49 CFR Part 192 §192.5, based on population density within a sliding-mile corridor along the pipeline. Class 1 = rural/low density; Class 4 = high-density urban. Determines design factor, testing requirements, and integrity management obligations. | PHMSA 49 CFR Part 192 §192.5
network_infrastructure | gas_main | pipe_depth_in | Pipe Depth (Inches) | DECIMAL(6,2) |  |  |  | Depth of cover over the gas main in inches, measured from ground surface to top of pipe. Used to verify compliance with minimum cover requirements per PHMSA 49 CFR Part 192 §192.327 and to assess third-party damage risk. | PHMSA 49 CFR Part 192 §192.327
network_infrastructure | gas_main | pipe_grade | Pipe Grade | STRING |  |  |  | Material grade or specification of the pipe (e.g., ASTM D2513 for PE, API 5L Grade B for steel). Used in integrity management calculations, MAOP determination, and PHMSA compliance documentation. | PHMSA 49 CFR Part 192; ASTM; API 5L
network_infrastructure | gas_main | pipe_material | Pipe Material | STRING |  |  |  | Material composition of the gas main pipe. Critical for PHMSA pipeline integrity management, leak survey frequency determination, and replacement prioritization. Common values: PE (polyethylene — modern standard), steel (bare or coated), cast-iron (legacy, high leak risk), wrought-iron (legacy), copper, PVC, other. [ENUM-REF-CANDIDATE: PE¦steel¦cast-iron¦wrought-iron¦copper¦PVC¦other — promote to reference product] | PHMSA 49 CFR Part 192; AGA Pipeline Safety Standards
network_infrastructure | gas_main | pressure_tier | Pressure Tier | STRING |  | high¦medium¦low¦very-low |  | Pressure classification tier of the gas main segment. Drives operational procedures, regulator station requirements, and customer service pressure expectations. Values: high (typically >60 PSIG), medium (typically 0.5–60 PSIG), low (typically <0.5 PSIG), very-low (inches of water column). | PHMSA 49 CFR Part 192; AGA Distribution Integrity Management
network_infrastructure | gas_main | pressure_zone_code | Pressure Zone Code | STRING |  |  |  | Code identifying the gas distribution pressure zone or district regulator area to which this main segment belongs. Used for hydraulic network modeling, pressure management, and operational dispatch. Sourced from ESRI ArcGIS network topology. | ESRI ArcGIS Gas Network; AGA Distribution Integrity Management
network_infrastructure | gas_main | record_created_timestamp | Record Created Timestamp | TIMESTAMP |  |  |  | Timestamp when this gas main record was first created in the source GIS system or the lakehouse Silver Layer. Used for data lineage, audit trail, and RECORD_AUDIT_CREATED tracking per MASTER_RESOURCE canonical requirements. | ESRI ArcGIS; SOX Data Governance
network_infrastructure | gas_main | record_updated_timestamp | Record Updated Timestamp | TIMESTAMP |  |  |  | Timestamp of the most recent update to this gas main record in the lakehouse Silver Layer. Used for change tracking, incremental ETL processing, and data quality monitoring. | ESRI ArcGIS; SOX Data Governance
network_infrastructure | gas_main | retirement_date | Retirement Date | DATE |  |  |  | Date the gas main segment was retired, abandoned, or permanently taken out of service. Null for active segments. Used for asset lifecycle management, PHMSA abandoned pipeline records, and depreciation accounting. | PHMSA 49 CFR Part 192 §192.727; Oracle WAM / IBM Maximo
network_infrastructure | gas_main | route_geometry_wkt | Route Geometry (WKT) | STRING |  |  |  | GIS route geometry of the gas main segment encoded as Well-Known Text (WKT) LINESTRING in WGS84 coordinate reference system. Enables spatial analysis, proximity queries, and map visualization in the lakehouse without requiring a live GIS connection. | ESRI ArcGIS; OGC WKT Standard; ISO 19125
network_infrastructure | gas_main | seam_type | Seam Type | STRING |  | seamless¦ERW¦DSAW¦flash-welded¦unknown |  | Longitudinal seam type for steel pipe mains (e.g., seamless, ERW — Electric Resistance Welded, DSAW — Double Submerged Arc Welded). Used in integrity management threat identification per PHMSA Distribution Integrity Management Program (DIMP) requirements. | PHMSA 49 CFR Part 192 Subpart O; API 5L
network_infrastructure | gas_main | segment_length_ft | Segment Length (Feet) | DECIMAL(10,2) |  |  |  | Physical length of the gas main segment in feet as measured in the GIS network. Used for leak survey scheduling, replacement cost estimation, PHMSA mileage reporting, and O&M planning. | PHMSA 49 CFR Part 191 Annual Report; ESRI ArcGIS
network_infrastructure | gas_main | source_system_code | Source System Code | STRING |  | GIS¦EAM¦SCADA¦MANUAL |  | Code identifying the operational system of record from which this gas main record was sourced. Supports data lineage and master data management. Values: GIS (ESRI ArcGIS), EAM (Oracle WAM / IBM Maximo), SCADA (OSIsoft PI / GE Proficy), MANUAL (manual entry). | Enterprise Data Governance; ETL Lineage Standards
network_infrastructure | gas_main | state_code | State Code | STRING |  | '^[A-Z]{2}$ |  | Two-letter US state abbreviation (e.g., CA, TX, NY) where the gas main segment is located. Used for PHMSA state pipeline safety program reporting and state PUC regulatory filings. | PHMSA 49 CFR Part 191; ANSI INCITS 38
network_infrastructure | gas_main | street_address | Street Address | STRING | restricted,pii_address |  |  | Street name and address range along which the gas main is routed (e.g., '100-400 Oak Street'). Used for field crew dispatch, permit coordination, and customer impact assessment during maintenance or emergency events. | ESRI ArcGIS; PHMSA 49 CFR Part 192
network_infrastructure | gas_main | to_node_code | To Node ID | STRING |  |  |  | GIS network node identifier at the downstream (delivery) end of the gas main segment. Used for network topology traversal, hydraulic modeling, and isolation analysis. | ESRI ArcGIS Gas Network Topology |  | TRUE | [AUTO-COERCED-FINAL: LINK target 'distribution.gas_network_node.gas_network_node_id' is not a canonical product in this model — keeping as standalone column to avoid soft-accept of an invalid FK. alias=fmfl-final-sanitize] This references the same gas_network_node entity being created for from_node_id. The to_node represents the downstream end of the gas main segment in the network topology.
network_infrastructure | gas_main | wall_thickness_in | Wall Thickness (Inches) | DECIMAL(6,4) |  |  |  | Nominal pipe wall thickness in inches. Used in MAOP calculations per PHMSA 49 CFR Part 192 hoop stress formula and in integrity management assessments. | PHMSA 49 CFR Part 192 §192.105; ASME B31.8
network_infrastructure | gas_network_node | district_id |  | BIGINT |  |  | distribution.district.district_id | Reference to the operational district responsible for maintenance and operations of this node.
network_infrastructure | gas_network_node | from_gas_network_node_id |  | BIGINT | self_ref_fk |  | distribution.gas_network_node.gas_network_node_id | Self-referencing FK on gas_network_node (from_gas_network_node_id)
network_infrastructure | gas_network_node | network_model_id |  | BIGINT |  |  | distribution.network_model.network_model_id | Identifier used in hydraulic network modeling and simulation systems for gas flow analysis.
network_infrastructure | gas_network_node | service_area_id |  | BIGINT |  |  | distribution.service_area.service_area_id | Reference to the service area or district that this gas network node serves.
network_infrastructure | gas_network_node | city |  | STRING |  |  |  | City or municipality where the gas network node is located.
network_infrastructure | gas_network_node | commissioned_date |  | DATE |  |  |  | Date when the gas network node was officially commissioned for operational use.
network_infrastructure | gas_network_node | country_code |  | STRING |  |  |  | Three-letter ISO country code where the gas network node is located.
network_infrastructure | gas_network_node | created_timestamp |  | TIMESTAMP |  |  |  | Timestamp when this gas network node record was first created in the system.
network_infrastructure | gas_network_node | criticality_rating |  | STRING |  |  |  | Risk-based criticality assessment of the node based on consequence of failure, customer impact, and system reliability importance.
network_infrastructure | gas_network_node | customer_count |  | INT |  |  |  | Number of customers directly or indirectly served by this gas network node, used for outage impact analysis.
network_infrastructure | gas_network_node | decommissioned_date |  | DATE |  |  |  | Date when the gas network node was taken out of service and decommissioned, if applicable.
network_infrastructure | gas_network_node | description |  | STRING |  |  |  | Detailed textual description of the gas network node, including special characteristics, operational notes, or configuration details.
network_infrastructure | gas_network_node | design_pressure_psig |  | DECIMAL(8,2) |  |  |  | Design pressure rating for the gas network node infrastructure, establishing the engineering basis for safe operation.
network_infrastructure | gas_network_node | elevation_ft |  | DECIMAL(8,2) |  |  |  | Elevation of the gas network node above sea level in feet, relevant for pressure calculations and hydraulic modeling.
network_infrastructure | gas_network_node | gas_network_node_id | Gas Network Node Identifier | BIGINT |  |  |  | Primary key for gas_network_node |  | TRUE
network_infrastructure | gas_network_node | gis_feature_code |  | STRING |  |  |  | Unique identifier linking this node to the corresponding feature in the enterprise GIS system. |  |  | TRUE | A GIS feature ID is an external system identifier referencing a feature in the utility's Geographic Information System (e.g., ESRI ArcGIS). This is an external system reference — the GIS is a separate system of record and the feature ID is used for integration/lookup, not as a modeled business entity.
network_infrastructure | gas_network_node | installation_date |  | DATE |  |  |  | Date when the gas network node was originally installed and placed into service.
network_infrastructure | gas_network_node | last_inspection_date |  | DATE |  |  |  | Date of the most recent inspection performed on the gas network node for safety and compliance verification.
network_infrastructure | gas_network_node | last_modified_timestamp |  | TIMESTAMP |  |  |  | Timestamp when this gas network node record was last updated or modified.
network_infrastructure | gas_network_node | latitude |  | DECIMAL(10,7) |  |  |  | Geographic latitude coordinate of the gas network node in decimal degrees, used for GIS mapping and spatial analysis.
network_infrastructure | gas_network_node | longitude |  | DECIMAL(10,7) |  |  |  | Geographic longitude coordinate of the gas network node in decimal degrees, used for GIS mapping and spatial analysis.
network_infrastructure | gas_network_node | maximum_allowable_operating_pressure_psig |  | DECIMAL(8,2) |  |  |  | Maximum allowable operating pressure at the node as defined by PHMSA regulations for pipeline safety.
network_infrastructure | gas_network_node | next_inspection_due_date |  | DATE |  |  |  | Scheduled date for the next required inspection of the gas network node.
network_infrastructure | gas_network_node | node_name |  | STRING |  |  |  | Human-readable name or designation of the gas network node, typically reflecting geographic location or functional purpose.
network_infrastructure | gas_network_node | node_number |  | STRING |  |  |  | Externally-known unique business identifier for the gas network node, used in operational systems and field documentation.
network_infrastructure | gas_network_node | node_status |  | STRING |  |  |  | Current operational lifecycle status of the gas network node.
network_infrastructure | gas_network_node | node_type |  | STRING |  |  |  | Classification of the gas network node based on its functional role in the distribution network topology.
network_infrastructure | gas_network_node | notes |  | STRING |  |  |  | Free-form operational notes or comments about the gas network node for field personnel and operations staff.
network_infrastructure | gas_network_node | operating_pressure_psig |  | DECIMAL(8,2) |  |  |  | Normal operating pressure at the gas network node measured in pounds per square inch gauge, critical for hydraulic modeling and safety compliance.
network_infrastructure | gas_network_node | owner_type |  | STRING |  |  |  | Classification indicating the ownership of the gas network node infrastructure.
network_infrastructure | gas_network_node | postal_code |  | STRING | confidential,pii_address |  |  | Postal code of the gas network node location.
network_infrastructure | gas_network_node | pressure_class |  | STRING |  |  |  | Classification of the node based on operating pressure range, determining regulatory requirements and safety protocols.
network_infrastructure | gas_network_node | scada_monitored_flag |  | BOOLEAN |  |  |  | Indicates whether the gas network node is monitored by the SCADA system for real-time operational visibility.
network_infrastructure | gas_network_node | state_province |  | STRING |  |  |  | Two-letter state or province code where the gas network node is located.
network_infrastructure | gas_network_node | street_address |  | STRING | confidential,pii_address |  |  | Physical street address of the gas network node location for field operations and emergency response.
network_infrastructure | gas_network_node | telemetry_device_code |  | STRING |  |  |  | Identifier of the telemetry or remote monitoring device installed at the node, if applicable. |  |  | TRUE | A telemetry device is an infrastructure/hardware device (SCADA RTU, pressure sensor, etc.) that monitors gas network nodes. Per TIER 1 Infrastructure/Technical Filter, this is an external device reference, not a core business entity table. The utility references these devices by ID from an external SCADA/telemetry system.
network_infrastructure | gas_service_lateral | cost_center_id | Cost Center Id (Foreign Key) | BIGINT |  |  | finance.cost_center.cost_center_id | Foreign key linking to finance.cost_center. Business justification: Service lateral maintenance and leak repair costs are allocated to cost centers for FERC gas utility accounting and regulatory reporting. Essential for rate case cost allocation. | Internal - LLM Generated Cross-Domain Link
network_infrastructure | gas_service_lateral | fixed_asset_id | Fixed Asset Id (Foreign Key) | BIGINT |  |  | finance.fixed_asset.fixed_asset_id | Foreign key linking to finance.fixed_asset. Business justification: Service laterals are capitalized gas distribution assets tracked in fixed asset register for depreciation, rate base inclusion, and FERC gas plant accounting. Required for regulatory reporting. | Internal - LLM Generated Cross-Domain Link
network_infrastructure | gas_service_lateral | gas_main_id | Gas Main Identifier (ID) | BIGINT |  |  | distribution.gas_main.gas_main_id | Reference to the gas distribution main from which this service lateral originates. Links the lateral to its upstream distribution infrastructure. | PHMSA 49 CFR Part 192
network_infrastructure | gas_service_lateral | master_id | Enterprise Asset Management (EAM) Asset Identifier (ID) | BIGINT |  |  | asset.master.master_id | Asset identifier in the utility's Enterprise Asset Management system. Links the service lateral to work orders, maintenance history, and asset lifecycle records in Oracle WAM or IBM Maximo. | ISO 55000 Asset Management Standards
network_infrastructure | gas_service_lateral | material_master_id | Material Master Id (Foreign Key) | BIGINT |  |  | supply.material_master.material_master_id | Foreign key linking to supply.material_master. Business justification: Gas service laterals are procured pipe materials tracked by specification and diameter. Critical for PHMSA material traceability, excess flow valve program material planning, and service line replacem | Internal - LLM Generated Cross-Domain Link
network_infrastructure | gas_service_lateral | service_point_id | Service Point Identifier (ID) | BIGINT |  |  | distribution.service_point.service_point_id | Reference to the service point where this lateral terminates at the customer meter location. Establishes the connection between distribution infrastructure and customer delivery point. | CIS Customer Service Point Standards
network_infrastructure | gas_service_lateral | upstream_gas_service_lateral_id |  | BIGINT | self_ref_fk |  | distribution.gas_service_lateral.gas_service_lateral_id | Self-referencing FK on gas_service_lateral (upstream_gas_service_lateral_id)
network_infrastructure | gas_service_lateral | cathodic_protection_flag | Cathodic Protection (CP) Status Flag | BOOLEAN |  |  |  | Indicates whether the service lateral is protected by a cathodic protection system to prevent corrosion of metallic pipe. Required for steel and other metallic laterals under PHMSA corrosion control regulations. | PHMSA 49 CFR Part 192.455
network_infrastructure | gas_service_lateral | cathodic_protection_type | Cathodic Protection (CP) Type | STRING |  | impressed_current¦galvanic_anode¦none¦not_applicable |  | Type of cathodic protection system applied to the service lateral. Specifies the corrosion control method used for metallic pipe segments. | NACE SP0169 Corrosion Control Standards
network_infrastructure | gas_service_lateral | city | City | STRING |  |  |  | City or municipality where the service lateral is located. Used for geographic segmentation, regulatory reporting, and service territory management. | USPS Address Standards
network_infrastructure | gas_service_lateral | coating_type | Coating Type | STRING |  |  |  | Type of external coating or wrapping applied to the service lateral pipe for corrosion protection. Examples include fusion-bonded epoxy, polyethylene tape, or coal tar enamel. | NACE SP0169 Corrosion Control Standards
network_infrastructure | gas_service_lateral | county | County | STRING |  |  |  | County where the service lateral is located. Used for regulatory reporting, franchise agreement tracking, and geographic analysis. | US Census Bureau Geographic Standards
network_infrastructure | gas_service_lateral | created_timestamp | Created Timestamp | TIMESTAMP |  |  |  | Timestamp when the service lateral record was first created in the system. Used for data lineage, audit trails, and record lifecycle tracking. | ISO 8601 Date and Time Format
network_infrastructure | gas_service_lateral | dimp_threat_rank | Distribution Integrity Management Program (DIMP) Threat Rank | INT |  |  |  | Risk ranking assigned to the service lateral under the utility's Distribution Integrity Management Program. Reflects the assessed threat level from corrosion, third-party damage, material failure, and other DIMP threat categories. | PHMSA 49 CFR Part 192.1007
network_infrastructure | gas_service_lateral | district_code | District Code | STRING |  |  |  | Operational district or region code where the service lateral is located. Used for field operations management, crew assignment, and performance tracking. | Utility Operational District Standards
network_infrastructure | gas_service_lateral | efv_installation_date | Excess Flow Valve (EFV) Installation Date | DATE |  |  |  | Date when the excess flow valve was installed on the service lateral. Tracks compliance with PHMSA EFV installation requirements and supports maintenance scheduling. | PHMSA 49 CFR Part 192.383
network_infrastructure | gas_service_lateral | excess_flow_valve_flag | Excess Flow Valve (EFV) Presence Flag | BOOLEAN |  |  |  | Indicates whether an excess flow valve is installed on the service lateral. EFVs are safety devices that automatically restrict gas flow in the event of a line break or excessive flow condition, required under PHMSA regulations for certain installations. | PHMSA 49 CFR Part 192.383
network_infrastructure | gas_service_lateral | gas_service_lateral_id | Gas Service Lateral Identifier (ID) | BIGINT |  |  |  | Unique identifier for the gas service lateral record. Primary key for the gas service lateral entity. | PHMSA 49 CFR Part 192 | TRUE
network_infrastructure | gas_service_lateral | gis_feature_code | Geographic Information System (GIS) Feature Identifier (ID) | STRING |  |  |  | Unique feature identifier assigned to the service lateral in the utility's GIS system. Links the asset record to its spatial representation in ESRI ArcGIS for mapping and spatial analysis. | ESRI ArcGIS Feature Class Standards |  | TRUE | GIS feature ID is an external identifier from the Geographic Information System for this gas service lateral. Same pattern as other GIS references — external system reference.
network_infrastructure | gas_service_lateral | installation_date | Installation Date | DATE |  |  |  | Date when the gas service lateral was originally installed and placed into service. Used for age-based risk assessment and replacement planning. | PHMSA 49 CFR Part 192.1007
network_infrastructure | gas_service_lateral | installation_year | Installation Year | INT |  |  |  | Year when the gas service lateral was installed. Provides simplified temporal reference for vintage analysis and replacement program prioritization. | PHMSA DIMP Standards
network_infrastructure | gas_service_lateral | installed_by | Installed By | STRING |  |  |  | Name of the contractor, crew, or organization that installed the service lateral. Used for construction quality tracking and warranty management. | Construction Contract Management Standards
network_infrastructure | gas_service_lateral | joint_type | Joint Type | STRING |  |  |  | Method used to join pipe segments in the service lateral. Examples include heat fusion, mechanical coupling, threaded, or welded joints. Critical for integrity assessment and leak risk evaluation. | ASME B31.8 Gas Transmission and Distribution Piping Systems
network_infrastructure | gas_service_lateral | last_leak_survey_date | Last Leak Survey Date | DATE |  |  |  | Date of the most recent leak survey conducted on the service lateral. PHMSA requires periodic leak surveys based on class location and pressure tier to detect and repair gas leaks. | PHMSA 49 CFR Part 192.723
network_infrastructure | gas_service_lateral | lateral_code | Lateral Code | STRING |  |  |  | Business identifier or code assigned to the gas service lateral for operational reference and tracking within the utility's asset management system. | ESRI ArcGIS Asset Management Standards
network_infrastructure | gas_service_lateral | latitude | Latitude | DECIMAL(10,7) | restricted,pii_address |  |  | Latitude coordinate of the service lateral connection point or representative location in decimal degrees. Used for GIS mapping, spatial analysis, and field crew dispatch. | WGS84 Geographic Coordinate System
network_infrastructure | gas_service_lateral | leak_survey_method | Leak Survey Method | STRING |  |  |  | Method or technology used for the most recent leak survey. Examples include flame ionization detector, infrared camera, soap bubble test, or mobile methane detection. | PHMSA 49 CFR Part 192.723
network_infrastructure | gas_service_lateral | length_ft | Length (Feet) | DECIMAL(8,2) |  |  |  | Total length of the service lateral from the gas main connection point to the customer meter location, measured in feet. Used for material inventory, replacement cost estimation, and pressure drop calculations. | ESRI ArcGIS Linear Referencing Standards
network_infrastructure | gas_service_lateral | longitude | Longitude | DECIMAL(10,7) | restricted,pii_address |  |  | Longitude coordinate of the service lateral connection point or representative location in decimal degrees. Used for GIS mapping, spatial analysis, and field crew dispatch. | WGS84 Geographic Coordinate System
network_infrastructure | gas_service_lateral | maop_psig | Maximum Allowable Operating Pressure (MAOP) (Pounds per Square Inch Gauge - PSIG) | DECIMAL(7,2) |  |  |  | Maximum allowable operating pressure for the service lateral as determined by design, material strength, and regulatory requirements. Critical safety parameter under PHMSA 49 CFR Part 192. | PHMSA 49 CFR Part 192.619
network_infrastructure | gas_service_lateral | next_leak_survey_due_date | Next Leak Survey Due Date | DATE |  |  |  | Scheduled date for the next required leak survey based on PHMSA regulatory frequency requirements and the utility's integrity management program. | PHMSA 49 CFR Part 192.723
network_infrastructure | gas_service_lateral | nominal_diameter_in | Nominal Diameter (Inches) | DECIMAL(5,2) |  |  |  | Nominal inside diameter of the service lateral pipe measured in inches. Determines flow capacity and pressure drop characteristics for gas delivery to the customer. | ASME B31.8 Gas Transmission and Distribution Piping Systems
network_infrastructure | gas_service_lateral | operating_pressure_psig | Operating Pressure (Pounds per Square Inch Gauge - PSIG) | DECIMAL(7,2) |  |  |  | Normal operating pressure of the gas service lateral measured in pounds per square inch gauge. Used for pressure tier classification and safety compliance under PHMSA regulations. | PHMSA 49 CFR Part 192.619
network_infrastructure | gas_service_lateral | operational_status | Operational Status | STRING |  | active¦inactive¦abandoned¦retired¦under_construction¦temporarily_out_of_service |  | Current operational state of the gas service lateral in the distribution network. Indicates whether the lateral is actively delivering gas, out of service, or decommissioned. | PHMSA 49 CFR Part 192
network_infrastructure | gas_service_lateral | phmsa_class_location | Pipeline and Hazardous Materials Safety Administration (PHMSA) Class Location | STRING |  | class_1¦class_2¦class_3¦class_4 |  | PHMSA class location designation based on population density and building proximity. Determines design, construction, testing, and operating requirements under 49 CFR Part 192. Class 1 is low density, Class 4 is high density urban areas. | PHMSA 49 CFR Part 192.5
network_infrastructure | gas_service_lateral | pipe_material | Pipe Material | STRING |  | steel¦polyethylene¦copper¦cast_iron¦plastic¦PVC |  | Material composition of the service lateral pipe. Critical for integrity management, leak survey planning, and replacement prioritization under PHMSA Distribution Integrity Management Program (DIMP). | PHMSA 49 CFR Part 192.1007
network_infrastructure | gas_service_lateral | pressure_tier | Pressure Tier | STRING |  | low¦medium¦high¦transmission |  | Pressure classification tier of the service lateral based on operating pressure ranges. Used for regulatory compliance, inspection frequency determination, and operational planning. | PHMSA 49 CFR Part 192
network_infrastructure | gas_service_lateral | retirement_date | Retirement Date | DATE |  |  |  | Date when the service lateral was retired, abandoned, or removed from service. Used for asset lifecycle tracking and historical analysis. | PHMSA 49 CFR Part 192
network_infrastructure | gas_service_lateral | route_geometry_wkt | Route Geometry Well-Known Text (WKT) | STRING |  |  |  | Geographic route geometry of the service lateral represented in Well-Known Text format. Captures the spatial path from the gas main to the service point for GIS mapping, spatial analysis, and field operations. | OGC Simple Features Specification
network_infrastructure | gas_service_lateral | service_territory_code | Service Territory Code | STRING |  |  |  | Code identifying the utility service territory or operating division responsible for this service lateral. Used for operational planning, cost allocation, and regulatory reporting. | Utility Service Territory Standards
network_infrastructure | gas_service_lateral | state_code | State Code | STRING |  |  |  | Two-letter state or province code where the service lateral is located. Used for regulatory reporting to state Public Utility Commissions and geographic segmentation. | ANSI INCITS 38 State Code Standard
network_infrastructure | gas_service_lateral | street_address | Street Address | STRING | restricted,pii_address |  |  | Street address or location description where the service lateral is installed. Used for field crew dispatch, customer service inquiries, and asset location reference. | USPS Address Standards
network_infrastructure | gas_service_lateral | updated_timestamp | Updated Timestamp | TIMESTAMP |  |  |  | Timestamp when the service lateral record was last modified. Used for change tracking, data quality monitoring, and audit compliance. | ISO 8601 Date and Time Format
network_infrastructure | network_model | superseded_network_model_id |  | BIGINT | self_ref_fk |  | distribution.network_model.network_model_id | Self-referencing FK on network_model (superseded_network_model_id)
network_infrastructure | network_model | created_timestamp |  | TIMESTAMP |  |  |  | Timestamp when this network model record was first created in the system.
network_infrastructure | network_model | customer_count |  | INT |  |  |  | Total number of customers served by the network infrastructure represented in this model.
network_infrastructure | network_model | der_capacity_mw |  | DECIMAL(12,3) |  |  |  | Total installed capacity of distributed energy resources in megawatts connected to the network model.
network_infrastructure | network_model | der_integration_enabled |  | BOOLEAN |  |  |  | Indicates whether the network model supports integration of distributed energy resources such as solar, wind, and battery storage systems.
network_infrastructure | network_model | effective_date |  | DATE |  |  |  | Date from which this network model version became effective and operational for use in planning, operations, and analysis.
network_infrastructure | network_model | expiration_date |  | DATE |  |  |  | Date when this network model version is scheduled to be retired or replaced, marking the end of its operational validity.
network_infrastructure | network_model | feeder_count |  | INT |  |  |  | Total number of distribution feeders included in this network model configuration.
network_infrastructure | network_model | gas_pipeline_safety_compliant |  | BOOLEAN |  |  |  | Indicates whether the network model for gas distribution infrastructure complies with Pipeline and Hazardous Materials Safety Administration (PHMSA) safety regulations.
network_infrastructure | network_model | gis_layer_reference |  | STRING |  |  |  | Reference identifier to the GIS layer or spatial dataset that contains the geographic representation of this network model.
network_infrastructure | network_model | last_validation_date |  | DATE |  |  |  | Date when the network model was last validated for accuracy, completeness, and alignment with physical infrastructure.
network_infrastructure | network_model | model_description |  | STRING |  |  |  | Detailed textual description of the network model, including its purpose, scope, coverage area, and key characteristics.
network_infrastructure | network_model | model_name |  | STRING |  |  |  | Human-readable name or designation of the network model used for identification and reference purposes.
network_infrastructure | network_model | model_source_system |  | STRING |  |  |  | Name or identifier of the source system from which the network model data originates, such as GIS, OMS, DMS, or ADMS.
network_infrastructure | network_model | model_status |  | STRING |  |  |  | Current lifecycle status of the network model, indicating whether it is active for operational use, in draft, archived, or deprecated.
network_infrastructure | network_model | model_type |  | STRING |  |  |  | Classification of the network model by infrastructure type, indicating whether it represents electric distribution, gas distribution, transmission, or integrated systems.
network_infrastructure | network_model | model_version |  | STRING |  |  |  | Version identifier of the network model, tracking iterations and updates to the model configuration.
network_infrastructure | network_model | network_model_id | Network Model Identifier | BIGINT |  |  |  | Primary key for network_model |  | TRUE
network_infrastructure | network_model | node_count |  | INT |  |  |  | Total number of nodes (connection points, junctions, or vertices) represented in the network model topology.
network_infrastructure | network_model | peak_load_mw |  | DECIMAL(12,3) |  |  |  | Maximum electrical load in megawatts that the network model is designed to serve under peak demand conditions.
network_infrastructure | network_model | reliability_index_caidi |  | DECIMAL(10,4) |  |  |  | Customer Average Interruption Duration Index calculated for the network model, measuring average outage duration per customer interruption in minutes.
network_infrastructure | network_model | reliability_index_saidi |  | DECIMAL(10,4) |  |  |  | System Average Interruption Duration Index calculated for the network model, measuring average outage duration per customer in minutes per year.
network_infrastructure | network_model | reliability_index_saifi |  | DECIMAL(10,4) |  |  |  | System Average Interruption Frequency Index calculated for the network model, measuring average number of interruptions per customer per year.
network_infrastructure | network_model | scada_enabled |  | BOOLEAN |  |  |  | Indicates whether the network model is monitored and controlled through SCADA systems for real-time operational visibility.
network_infrastructure | network_model | segment_count |  | INT |  |  |  | Total number of line segments or edges connecting nodes in the network model.
network_infrastructure | network_model | service_territory_code |  | STRING |  |  |  | Geographic service territory identifier that this network model serves, aligning with utility service area boundaries.
network_infrastructure | network_model | substation_id |  | BIGINT |  |  |  | Reference to the primary substation that serves as the source or hub for this network model.
network_infrastructure | network_model | topology_type |  | STRING |  |  |  | Physical topology configuration of the network model, describing the structural arrangement of feeders, nodes, and interconnections.
network_infrastructure | network_model | total_circuit_miles |  | DECIMAL(12,2) |  |  |  | Total length of all circuits in the network model measured in miles, representing the cumulative distance of distribution infrastructure.
network_infrastructure | network_model | updated_by |  | STRING |  |  |  | Identifier of the user or system that last updated this network model record.
network_infrastructure | network_model | updated_timestamp |  | TIMESTAMP |  |  |  | Timestamp when this network model record was last modified or updated.
network_infrastructure | network_model | voltage_level_kv |  | DECIMAL(10,3) |  |  |  | Primary operating voltage level of the network model in kilovolts, representing the nominal voltage at which the network operates.
network_infrastructure | network_model | created_by |  | STRING |  |  |  | Identifier of the user or system that created this network model record.
network_infrastructure | pole | compliance_obligation_id | Compliance Obligation Id (Foreign Key) | BIGINT |  |  | regulatory.compliance_obligation.compliance_obligation_id | Foreign key linking to regulatory.compliance_obligation. Business justification: Poles subject to joint-use agreements, FCC attachment compliance, and inspection cycle obligations. Direct compliance need: tracking which regulatory obligations govern pole inspection, maintenance, a | Internal - LLM Generated Cross-Domain Link
network_infrastructure | pole | cost_center_id | Cost Center Id (Foreign Key) | BIGINT |  |  | finance.cost_center.cost_center_id | Foreign key linking to finance.cost_center. Business justification: Pole inspection, maintenance, and replacement costs are allocated to cost centers for O&M expense tracking and regulatory reporting. Required for FERC functional accounting. | Internal - LLM Generated Cross-Domain Link
network_infrastructure | pole | distribution_substation_id | Substation Identifier (ID) | BIGINT |  |  | distribution.distribution_substation.distribution_substation_id | Reference to the distribution substation that serves the feeder associated with this pole. Enables substation-level asset aggregation and planning. | IEEE Standards, NERC Standards
network_infrastructure | pole | feeder_id | Feeder Identifier (ID) | BIGINT |  |  | distribution.feeder.feeder_id | Reference to the distribution feeder circuit that this pole supports. Critical for outage management, reliability analysis, and circuit loading studies. | IEEE 1547, Distribution System Standards
network_infrastructure | pole | fixed_asset_id | Fixed Asset Id (Foreign Key) | BIGINT |  |  | finance.fixed_asset.fixed_asset_id | Foreign key linking to finance.fixed_asset. Business justification: Poles are capitalized distribution assets requiring fixed asset tracking for depreciation, rate base calculation, and FERC plant accounting. Essential for utility asset accounting. | Internal - LLM Generated Cross-Domain Link
network_infrastructure | pole | master_id | Enterprise Asset Management (EAM) Asset Identifier (ID) | BIGINT |  |  | asset.master.master_id | Unique asset identifier in the Oracle WAM or IBM Maximo Enterprise Asset Management system. Links pole record to work orders, maintenance history, and financial asset records. | Oracle WAM, IBM Maximo Standards
network_infrastructure | pole | material_master_id | Material Master Id (Foreign Key) | BIGINT |  |  | supply.material_master.material_master_id | Foreign key linking to supply.material_master. Business justification: Poles are standardized procured materials tracked by class rating and material type. Essential for storm restoration material staging, inventory planning, and joint-use attachment cost allocation. Ena | Internal - LLM Generated Cross-Domain Link
network_infrastructure | pole | replaced_pole_id |  | BIGINT | self_ref_fk |  | distribution.pole.pole_id | Self-referencing FK on pole (replaced_pole_id)
network_infrastructure | pole | acquisition_cost | Acquisition Cost | DECIMAL(12,2) | confidential |  |  | Original purchase and installation cost of the pole structure in USD. Used for capital expenditure tracking, depreciation calculations, and rate base reporting. | GAAP, FERC Uniform System of Accounts
network_infrastructure | pole | book_value | Book Value | DECIMAL(12,2) | confidential |  |  | Current net book value of the pole asset after accumulated depreciation. Used for financial reporting, rate case preparation, and asset valuation. | GAAP, FERC Uniform System of Accounts
network_infrastructure | pole | city | City | STRING |  |  |  | City or municipality where the pole is located. Used for regulatory reporting, service territory analysis, and municipal coordination. | USPS Address Standards
network_infrastructure | pole | class_rating | Pole Class Rating | STRING |  |  |  | ANSI class designation indicating the pole's structural strength and load-bearing capacity (e.g., Class 1, Class 2, Class H1). Determines maximum allowable loading for conductors, transformers, and attachments. | ANSI O5.1
network_infrastructure | pole | county_name | County Name | STRING |  |  |  | County or regional jurisdiction where the pole is located. Used for storm damage assessment, mutual aid coordination, and local regulatory compliance. | USPS Address Standards
network_infrastructure | pole | created_timestamp | Created Timestamp | TIMESTAMP |  |  |  | Timestamp when this pole record was first created in the lakehouse silver layer. Used for data lineage and audit trail. | Data Governance Standards
network_infrastructure | pole | criticality_rating | Criticality Rating | STRING |  | critical¦high¦medium¦low |  | Business criticality classification based on the number of customers served, presence of critical facilities (hospitals, emergency services), and impact of failure on system reliability. | Utility Asset Criticality Standards
network_infrastructure | pole | data_source_system | Data Source System | STRING |  |  |  | Name of the source system that provided this pole record (e.g., ESRI ArcGIS, Oracle WAM, IBM Maximo). Used for data lineage tracking and reconciliation. | Data Governance Standards
network_infrastructure | pole | fcc_pole_attachment_compliance_status | Federal Communications Commission (FCC) Pole Attachment Compliance Status | STRING |  | compliant¦non_compliant¦pending_review¦not_applicable |  | Compliance status with FCC pole attachment regulations governing third-party access, rental rates, and safety clearances for telecommunications and cable TV attachments. | FCC Pole Attachment Rules (47 CFR Part 1)
network_infrastructure | pole | gis_structure_number | Geographic Information System (GIS) Structure Number | STRING |  |  |  | Unique structure identifier assigned by the ESRI ArcGIS system for network topology modeling and spatial analysis. Links pole record to GIS feature layer. | ESRI ArcGIS Standards
network_infrastructure | pole | ground_line_condition | Ground Line Condition | STRING |  | good¦fair¦poor¦critical¦not_assessed |  | Structural condition assessment at the ground line where the pole enters the soil. This is the most critical inspection point for wood poles as decay typically begins at ground level. | Utility Inspection Standards, ANSI O5.1
network_infrastructure | pole | height_ft | Pole Height (Feet) | DECIMAL(6,2) |  |  |  | Total height of the pole structure measured in feet from ground level to the top. Used for clearance calculations, loading analysis, and vegetation management planning. | NESC (National Electric Safety Code)
network_infrastructure | pole | inspection_date | Last Inspection Date | DATE |  |  |  | Date of the most recent pole inspection conducted by utility field crews or third-party contractors. Used to track inspection compliance and schedule next inspection cycle. | Utility Inspection Standards, OSHA Requirements
network_infrastructure | pole | inspection_result | Inspection Result | STRING |  | pass¦fail¦remediate¦priority_1¦priority_2¦priority_3 |  | Outcome of the most recent pole inspection indicating structural condition and any required corrective actions. Priority levels indicate urgency of remediation work. | Utility Inspection Standards
network_infrastructure | pole | installation_date | Installation Date | DATE |  |  |  | Date when the pole was originally installed in the distribution or transmission network. Used for age-based maintenance scheduling and asset lifecycle planning. | Utility Asset Management Standards
network_infrastructure | pole | installation_year | Installation Year | INT |  |  |  | Year the pole was installed. Provides simplified age tracking for reporting and analytics when exact installation date is unavailable. | Utility Asset Management Standards
network_infrastructure | pole | joint_use_attachment_count | Joint Use Attachment Count | INT |  |  |  | Total number of third-party attachments on the pole including cable TV, telecommunications, and broadband providers. Critical for FCC pole attachment compliance and loading analysis. | FCC Pole Attachment Rules (47 CFR Part 1)
network_infrastructure | pole | last_maintenance_date | Last Maintenance Date | DATE |  |  |  | Date of the most recent maintenance activity performed on the pole including treatment, repair, or reinforcement work. | Utility Maintenance Standards
network_infrastructure | pole | latitude | Latitude | DECIMAL(10,7) | restricted,pii_address |  |  | Geographic latitude coordinate of the pole location in decimal degrees. Enables GIS mapping, outage management, storm damage assessment, and field crew dispatch. | WGS84 Coordinate System
network_infrastructure | pole | loading_percentage | Pole Loading Percentage | DECIMAL(5,2) |  |  |  | Current loading as a percentage of the pole's rated capacity based on NESC calculations. Includes weight and wind loading from conductors, transformers, and attachments. Values exceeding 100% indicate overloading requiring remediation. | NESC (National Electric Safety Code), ANSI O5.1
network_infrastructure | pole | longitude | Longitude | DECIMAL(10,7) | restricted,pii_address |  |  | Geographic longitude coordinate of the pole location in decimal degrees. Enables GIS mapping, outage management, storm damage assessment, and field crew dispatch. | WGS84 Coordinate System
network_infrastructure | pole | material_type | Material Type | STRING |  | wood¦steel¦concrete¦composite¦fiberglass¦aluminum |  | Primary construction material of the pole structure. Critical for pole loading analysis, inspection protocols, treatment requirements, and lifecycle management. | ANSI O5.1, ASTM Standards
network_infrastructure | pole | next_inspection_due_date | Next Inspection Due Date | DATE |  |  |  | Scheduled date for the next required pole inspection based on utility inspection cycle policies and regulatory requirements. | Utility Inspection Standards, PUC Requirements
network_infrastructure | pole | operational_status | Operational Status | STRING |  | in_service¦out_of_service¦retired¦planned¦under_construction¦damaged |  | Current lifecycle status of the pole structure indicating its availability for service and operational readiness. | NERC Standards, Utility Asset Management Standards
network_infrastructure | pole | ownership_type | Ownership Type | STRING |  | utility_owned¦joint_use¦third_party¦municipal¦private |  | Legal ownership classification of the pole structure. Determines maintenance responsibility, cost allocation for joint-use attachments, and regulatory compliance obligations. | FCC Pole Attachment Rules, Utility Joint Use Agreements
network_infrastructure | pole | pole_id | Pole Identifier (ID) | BIGINT |  |  |  | Unique identifier for the distribution pole or structure. Primary key for the pole master record. | IEEE 1547, NERC Standards | TRUE
network_infrastructure | pole | pole_number | Pole Number | STRING |  |  |  | Externally-known utility-assigned pole number or tag identifier used for field operations, maintenance work orders, and joint-use attachment management. This is the business identifier displayed on the physical pole structure. | Utility Asset Naming Standards
network_infrastructure | pole | pole_type | Pole Type | STRING |  | distribution¦transmission¦joint_use¦street_light¦communication |  | Classification of the pole based on its primary utility function within the electric or communication infrastructure. | IEEE Standards, Utility Asset Classification
network_infrastructure | pole | retirement_date | Retirement Date | DATE |  |  |  | Date when the pole was removed from service and retired from the distribution network. Used for asset lifecycle tracking and depreciation calculations. | Utility Asset Management Standards, GAAP
network_infrastructure | pole | serial_number | Serial Number | STRING |  |  |  | Unique serial number assigned by the manufacturer. Used for warranty claims, quality tracking, and individual asset traceability. | Manufacturer Specifications
network_infrastructure | pole | service_territory_code | Service Territory Code | STRING |  |  |  | Utility-defined service territory or operating division code. Used for asset aggregation, cost allocation, and operational reporting. | Utility Service Territory Standards
network_infrastructure | pole | state_code | State Code | STRING |  |  |  | Two-letter state or province code where the pole is located. Critical for PUC reporting, regulatory compliance, and service territory segmentation. | USPS State Abbreviations, ISO 3166-2
network_infrastructure | pole | storm_hardening_flag | Storm Hardening Flag | BOOLEAN |  |  |  | Indicates whether the pole has been upgraded with storm hardening measures such as stronger materials, deeper embedment, or guy wire reinforcement to improve resilience against extreme weather events. | Utility Storm Hardening Standards
network_infrastructure | pole | street_address | Street Address | STRING | restricted,pii_address |  |  | Nearest street address or location description for the pole. Used for field crew dispatch, work order management, and customer outage communication. | USPS Address Standards
network_infrastructure | pole | treatment_type | Wood Treatment Type | STRING |  | CCA¦pentachlorophenol¦creosote¦none¦other |  | Chemical preservative treatment applied to wood poles to prevent decay and extend service life. CCA (Chromated Copper Arsenate) and pentachlorophenol are common treatments. Relevant only for wood poles. | AWPA (American Wood Protection Association) Standards
network_infrastructure | pole | updated_timestamp | Updated Timestamp | TIMESTAMP |  |  |  | Timestamp when this pole record was last modified in the lakehouse silver layer. Used for change tracking and data freshness monitoring. | Data Governance Standards
network_infrastructure | pole | vegetation_clearance_zone_ft | Vegetation Clearance Zone (Feet) | DECIMAL(6,2) |  |  |  | Required radial clearance distance in feet from the pole and conductors for vegetation management. Based on voltage level and NERC FAC-003 standards. | NERC FAC-003 (Transmission Vegetation Management)
network_infrastructure | protective_device | coordinating_protective_device_id |  | BIGINT | self_ref_fk |  | distribution.protective_device.protective_device_id | Self-referencing FK on protective_device (coordinating_protective_device_id)
network_infrastructure | protective_device | feeder_id |  | BIGINT |  |  | distribution.feeder.feeder_id | Reference to the distribution feeder circuit on which this protective device is installed.
network_infrastructure | protective_device | substation_id |  | BIGINT |  |  | distribution.distribution_substation.distribution_substation_id | Reference to the substation where this protective device is located or to which it is associated.
network_infrastructure | protective_device | communication_protocol |  | STRING |  |  |  | Network communication protocol used by the device for data exchange with control systems (e.g., DNP3, Modbus, IEC 61850).
network_infrastructure | protective_device | control_type |  | STRING |  |  |  | Method by which the protective device is operated or controlled in the distribution network.
network_infrastructure | protective_device | coordination_group |  | STRING |  |  |  | Protection coordination group identifier used to ensure proper sequence of device operations during fault conditions.
network_infrastructure | protective_device | created_timestamp |  | TIMESTAMP |  |  |  | Timestamp when this protective device record was first created in the system.
network_infrastructure | protective_device | criticality_rating |  | STRING |  |  |  | Business criticality classification of the protective device based on its impact on system reliability and customer service.
network_infrastructure | protective_device | current_state |  | STRING |  |  |  | Real-time operational state of the protective device as reported by monitoring systems.
network_infrastructure | protective_device | customers_affected |  | INT |  |  |  | Number of customer accounts downstream of this protective device that would be impacted by its operation or failure.
network_infrastructure | protective_device | der_interconnection_flag |  | BOOLEAN |  |  |  | Indicates whether this protective device is associated with a DER interconnection point or serves a circuit with DER assets.
network_infrastructure | protective_device | device_function_code |  | STRING |  |  |  | IEEE standard function number identifying the specific protection or control function (e.g., 50 for instantaneous overcurrent, 51 for time overcurrent, 27 for undervoltage).
network_infrastructure | protective_device | device_name |  | STRING |  |  |  | Human-readable name or designation of the protective device for operational reference.
network_infrastructure | protective_device | device_number |  | STRING |  |  |  | Externally-known unique identifier or asset tag for the protective device, used in field operations and work orders.
network_infrastructure | protective_device | device_type |  | STRING |  |  |  | Classification of the protective device by its primary protection function in the distribution network.
network_infrastructure | protective_device | environmental_rating |  | STRING |  |  |  | Environmental protection classification indicating the device's suitability for different installation environments.
network_infrastructure | protective_device | gas_insulated |  | BOOLEAN |  |  |  | Indicates whether the protective device uses gas insulation technology (e.g., SF6) rather than air or oil insulation.
network_infrastructure | protective_device | installation_date |  | DATE |  |  |  | Date when the protective device was installed and commissioned in the distribution network.
network_infrastructure | protective_device | interrupting_capacity_ka |  | DECIMAL(10,2) |  |  |  | Maximum fault current in kiloamperes that the device can safely interrupt without damage.
network_infrastructure | protective_device | last_maintenance_date |  | DATE |  |  |  | Date of the most recent scheduled or corrective maintenance performed on the device.
network_infrastructure | protective_device | last_trip_date |  | TIMESTAMP |  |  |  | Timestamp of the most recent trip or operation event of the protective device.
network_infrastructure | protective_device | latitude |  | DECIMAL(10,7) |  |  |  | Geographic latitude coordinate of the protective device location in decimal degrees.
network_infrastructure | protective_device | location_description |  | STRING |  |  |  | Textual description of the physical location or landmark where the protective device is installed.
network_infrastructure | protective_device | longitude |  | DECIMAL(10,7) |  |  |  | Geographic longitude coordinate of the protective device location in decimal degrees.
network_infrastructure | protective_device | manufacturer |  | STRING |  |  |  | Name of the company that manufactured the protective device.
network_infrastructure | protective_device | model_number |  | STRING |  |  |  | Manufacturer's model or catalog number for the protective device.
network_infrastructure | protective_device | next_maintenance_date |  | DATE |  |  |  | Scheduled date for the next planned maintenance activity on the protective device.
network_infrastructure | protective_device | normal_state |  | STRING |  |  |  | Default or normal operating position of the protective device under standard network conditions.
network_infrastructure | protective_device | notes |  | STRING |  |  |  | Additional operational notes, special instructions, or historical information about the protective device.
network_infrastructure | protective_device | operational_status |  | STRING |  |  |  | Current operational state of the protective device in the distribution network lifecycle.
network_infrastructure | protective_device | ownership_type |  | STRING |  |  |  | Entity that owns the protective device asset.
network_infrastructure | protective_device | phase_configuration |  | STRING |  |  |  | Electrical phase configuration of the circuit protected by this device.
network_infrastructure | protective_device | protection_zone |  | STRING |  |  |  | Designated protection zone or segment of the distribution network covered by this device.
network_infrastructure | protective_device | protective_device_id | Protective Device Identifier | BIGINT |  |  |  | Primary key for protective_device |  | TRUE
network_infrastructure | protective_device | rated_current_amperes |  | DECIMAL(10,2) |  |  |  | Continuous current rating of the protective device in amperes under normal operating conditions.
network_infrastructure | protective_device | rated_voltage_kv |  | DECIMAL(10,3) |  |  |  | Maximum voltage rating of the protective device in kilovolts, representing the voltage class for which it is designed.
network_infrastructure | protective_device | replacement_cost_usd |  | DECIMAL(12,2) | confidential |  |  | Estimated cost in US dollars to replace the protective device with an equivalent unit, including equipment and installation.
network_infrastructure | protective_device | scada_enabled |  | BOOLEAN |  |  |  | Indicates whether the protective device is integrated with the SCADA system for remote monitoring and control.
network_infrastructure | protective_device | serial_number |  | STRING |  |  |  | Unique serial number assigned by the manufacturer to this specific device unit.
network_infrastructure | protective_device | trip_count |  | INT |  |  |  | Cumulative number of times the protective device has operated or tripped due to fault conditions since installation or last reset.
network_infrastructure | protective_device | updated_timestamp |  | TIMESTAMP |  |  |  | Timestamp when this protective device record was last modified in the system.
network_infrastructure | protective_device | warranty_expiration_date |  | DATE |  |  |  | Date when the manufacturer's warranty coverage for the protective device expires.
network_infrastructure | service_area | parent_service_area_id |  | BIGINT | self_ref_fk |  | distribution.service_area.service_area_id | Self-referencing FK on service_area (parent_service_area_id)
network_infrastructure | service_area | annual_energy_consumption_mwh |  | DECIMAL(15,4) |  |  |  | Total annual electric energy consumption for this service area measured in megawatt-hours.
network_infrastructure | service_area | annual_gas_throughput_mcf |  | DECIMAL(15,4) |  |  |  | Total annual natural gas throughput for this service area measured in thousand cubic feet.
network_infrastructure | service_area | area_square_miles |  | DECIMAL(12,4) |  |  |  | Total geographic area covered by this service area measured in square miles.
network_infrastructure | service_area | caidi_minutes |  | DECIMAL(10,4) |  |  |  | Average outage duration per interrupted customer for this service area measured in minutes.
network_infrastructure | service_area | centroid_latitude |  | DECIMAL(10,7) |  |  |  | Latitude coordinate of the service area geographic centroid in decimal degrees.
network_infrastructure | service_area | centroid_longitude |  | DECIMAL(10,7) |  |  |  | Longitude coordinate of the service area geographic centroid in decimal degrees.
network_infrastructure | service_area | commercial_customer_count |  | INT |  |  |  | Number of commercial customers served within this service area.
network_infrastructure | service_area | created_timestamp |  | TIMESTAMP |  |  |  | Timestamp when this service area record was first created in the system.
network_infrastructure | service_area | customer_count |  | INT |  |  |  | Total number of active customers served within this service area.
network_infrastructure | service_area | der_capacity_mw |  | DECIMAL(12,4) |  |  |  | Total installed capacity of distributed energy resources within this service area measured in megawatts.
network_infrastructure | service_area | der_interconnection_count |  | INT |  |  |  | Number of distributed energy resource interconnections (solar, wind, storage) within this service area.
network_infrastructure | service_area | description |  | STRING |  |  |  | Detailed textual description of the service area including notable landmarks, boundaries, and operational characteristics.
network_infrastructure | service_area | distribution_feeder_count |  | INT |  |  |  | Number of electric distribution feeders operating within this service area.
network_infrastructure | service_area | distribution_substation_count |  | INT |  |  |  | Number of distribution substations serving this service area.
network_infrastructure | service_area | effective_date |  | DATE |  |  |  | Date when this service area became operational and began serving customers.
network_infrastructure | service_area | electric_overhead_line_miles |  | DECIMAL(12,4) |  |  |  | Total length of overhead electric distribution lines within this service area measured in miles.
network_infrastructure | service_area | electric_underground_line_miles |  | DECIMAL(12,4) |  |  |  | Total length of underground electric distribution lines within this service area measured in miles.
network_infrastructure | service_area | expiration_date |  | DATE |  |  |  | Date when this service area is scheduled to be decommissioned or transferred, if applicable.
network_infrastructure | service_area | franchise_agreement_id |  | BIGINT |  |  |  | Reference to the franchise agreement governing utility operations in this service area.
network_infrastructure | service_area | gas_main_miles |  | DECIMAL(12,4) |  |  |  | Total length of gas distribution mains within this service area measured in miles.
network_infrastructure | service_area | geographic_boundary |  | STRING |  |  |  | Well-Known Text (WKT) representation of the service area polygon boundary for Geographic Information System (GIS) integration.
network_infrastructure | service_area | industrial_customer_count |  | INT |  |  |  | Number of industrial customers served within this service area.
network_infrastructure | service_area | last_boundary_update_date |  | DATE |  |  |  | Date when the geographic boundary of this service area was last modified in the Geographic Information System (GIS).
network_infrastructure | service_area | last_modified_timestamp |  | TIMESTAMP |  |  |  | Timestamp when this service area record was last updated in the system.
network_infrastructure | service_area | name |  | STRING |  |  |  | Human-readable name of the service area (e.g., Downtown District, North Region).
network_infrastructure | service_area | nem_customer_count |  | INT |  |  |  | Number of customers participating in net energy metering programs within this service area.
network_infrastructure | service_area | operating_district_id |  | BIGINT |  |  |  | Reference to the operating district responsible for maintenance and operations in this service area.
network_infrastructure | service_area | peak_demand_mw |  | DECIMAL(12,4) |  |  |  | Maximum electric demand recorded in this service area measured in megawatts.
network_infrastructure | service_area | regulatory_jurisdiction |  | STRING |  |  |  | State or federal regulatory body with jurisdiction over this service area.
network_infrastructure | service_area | residential_customer_count |  | INT |  |  |  | Number of residential customers served within this service area.
network_infrastructure | service_area | saidi_minutes |  | DECIMAL(10,4) |  |  |  | Average outage duration per customer for this service area measured in minutes, excluding major events.
network_infrastructure | service_area | saifi_count |  | DECIMAL(10,4) |  |  |  | Average number of interruptions per customer for this service area, excluding major events.
network_infrastructure | service_area | service_area_code |  | STRING |  |  |  | Business identifier code for the service area used in operational systems and customer communications.
network_infrastructure | service_area | service_area_id | Service Area Identifier | BIGINT |  |  |  | Primary key for service_area |  | TRUE
network_infrastructure | service_area | service_area_type |  | STRING |  |  |  | Classification of the service area based on customer density and land use characteristics.
network_infrastructure | service_area | service_territory_id |  | BIGINT |  |  |  | Reference to the parent service territory that contains this service area.
network_infrastructure | service_area | service_transformer_count |  | INT |  |  |  | Number of service transformers installed within this service area.
network_infrastructure | service_area | status |  | STRING |  |  |  | Current operational status of the service area in the utility network.
network_infrastructure | service_area | utility_type |  | STRING |  |  |  | Type of utility service provided in this area: electric only, gas only, or dual service.
network_infrastructure | service_area | voltage_class_primary_kv |  | DECIMAL(8,3) |  |  |  | Primary distribution voltage level serving this service area measured in kilovolts.
network_infrastructure | service_point | account_id | Account ID | BIGINT |  |  | customer.account.account_id | Reference to the customer account currently associated with this service point. Links the physical delivery location to the billing and customer relationship record in the CIS. | Oracle CC&B / SAP IS-U
network_infrastructure | service_point | feeder_id | Distribution Feeder ID | BIGINT |  |  | distribution.feeder.feeder_id | Reference to the electric distribution feeder circuit that supplies power to this service point. Used for outage management, SAIDI/SAIFI/CAIDI reliability reporting, and load flow analysis. | ESRI ArcGIS; Schneider Electric AMS / GE PowerOn (OMS/DMS)
network_infrastructure | service_point | gas_main_id | Gas Main ID | BIGINT |  |  | distribution.gas_main.gas_main_id | Reference to the gas distribution main pipeline segment supplying this service point. Applicable only for gas or dual-service service points. Used for PHMSA pipeline safety reporting and gas network topology. | ESRI ArcGIS; PHMSA 49 CFR Part 192
network_infrastructure | service_point | meter_id | Meter ID | BIGINT |  |  | metering.meter.meter_id | Reference to the metering device currently installed at this service point. Links the service delivery location to the AMI/AMR meter asset record in the MDMS and EAM. | Oracle Utilities MDMS / Itron Analytics; Oracle WAM / IBM Maximo
network_infrastructure | service_point | premise_id | Premise ID | BIGINT |  |  | customer.premise.premise_id | Reference to the physical premise (property/parcel) at which this service point is located. A single premise may have multiple service points (e.g., separate electric and gas service points for a dual-service premise). | Oracle CC&B / SAP IS-U; ESRI ArcGIS
network_infrastructure | service_point | pricing_node_id | Pricing Node Id (Foreign Key) | BIGINT |  |  | market.pricing_node.pricing_node_id | Foreign key linking to market.pricing_node. Business justification: Retail choice markets require service point to pricing node mapping for LMP-based customer billing and settlement. Load-serving entities need this link for retail rate calculation and wholesale cost a | Internal - LLM Generated Cross-Domain Link
network_infrastructure | service_point | service_equipment_material_master_id | Service Equipment Material Master Id (Foreign Key) | BIGINT |  |  | supply.material_master.material_master_id | Foreign key linking to supply.material_master. Business justification: Service points have standardized service equipment (meter sockets, service entrance cables, disconnects) tracked as materials. Enables new service installation cost estimation, AMI deployment material | Internal - LLM Generated Cross-Domain Link
network_infrastructure | service_point | service_transformer_id | Service Transformer Id (Foreign Key) | BIGINT |  |  | distribution.service_transformer.service_transformer_id | Foreign key linking to distribution.service_transformer. Business justification: Service points (customer delivery points) are served by distribution service transformers. This is a fundamental distribution network relationship essential for outage management, service restoration, | Internal - LLM Generated Cross-Domain Link
network_infrastructure | service_point | tariff_schedule_id | Tariff Schedule Id (Foreign Key) | BIGINT |  |  | regulatory.tariff_schedule.tariff_schedule_id | Foreign key linking to regulatory.tariff_schedule. Business justification: Each service point is billed under a specific approved tariff schedule. Fundamental billing relationship: tariff determines rates, charges, and terms of service. Replaces denormalized rate_schedule_co | Internal - LLM Generated Cross-Domain Link
network_infrastructure | service_point | ami_enabled_flag | Advanced Metering Infrastructure (AMI) Enabled Flag | BOOLEAN |  |  |  | Indicates whether this service point is equipped with an Advanced Metering Infrastructure (AMI) smart meter capable of two-way communication and interval data collection. Distinguishes AMI from legacy AMR or manual-read meters. | Oracle Utilities MDMS / Itron Analytics; State PUC AMI Deployment Plans
network_infrastructure | service_point | city | Service City | STRING | confidential,pii_address |  |  | City or municipality of the service delivery location. Used for geographic reporting, franchise territory validation, and regulatory jurisdiction determination. | ESRI ArcGIS; NARUC Utility Reporting Guidelines
network_infrastructure | service_point | connect_date | Service Connect Date | DATE |  |  |  | Date on which utility service was first connected and activated at this service point. Used for service tenure analysis, asset age tracking, and move-in/move-out processing. | Oracle CC&B / SAP IS-U
network_infrastructure | service_point | contract_demand_kw | Contract Demand (kW) | DECIMAL(12,3) |  |  |  | Contracted maximum demand in kilowatts (kW) for this service point as agreed in the service agreement or tariff schedule. Used for demand charge billing, transformer sizing, and capacity planning. | Oracle CC&B / SAP IS-U; State PUC Tariff Schedules
network_infrastructure | service_point | created_timestamp | Record Created Timestamp | TIMESTAMP |  |  |  | Timestamp when this service point record was first created in the source system of record. Used for data lineage, audit trail, and record lifecycle management. Satisfies MASTER_RESOURCE RECORD_AUDIT_CREATED category. | Oracle CC&B / SAP IS-U; SOX Section 404
network_infrastructure | service_point | der_capacity_kw | DER Installed Capacity (kW) | DECIMAL(12,3) |  |  |  | Nameplate installed capacity in kilowatts (kW) of the Distributed Energy Resource (DER) interconnected at this service point. Populated only when der_interconnect_flag is true. Used for hosting capacity analysis and DERMS dispatch. | IEEE 1547; FERC Order 2222; State PUC Interconnection Rules
network_infrastructure | service_point | der_interconnect_flag | Distributed Energy Resource (DER) Interconnection Flag | BOOLEAN |  |  |  | Indicates whether a Distributed Energy Resource (DER) — such as rooftop solar PV, battery storage, or small wind — is interconnected at this service point. Used by DERMS for grid visibility, voltage regulation, and DER dispatch coordination. | IEEE 1547 (DER Interconnection Standard); FERC Order 2222; State PUC Interconnection Rules
network_infrastructure | service_point | disconnect_date | Service Disconnect Date | DATE |  |  |  | Date on which utility service was permanently disconnected at this service point. Null for active service points. Used for move-out processing, final billing, and service point lifecycle management. | Oracle CC&B / SAP IS-U
network_infrastructure | service_point | dr_program_enrolled_flag | Demand Response (DR) Program Enrolled Flag | BOOLEAN |  |  |  | Indicates whether this service point is currently enrolled in a Demand Response (DR) or load management program. Used for peak shaving event dispatch, DSM program tracking, and regulatory DR reporting. | FERC Order 745; State PUC DSM Program Rules; Oracle CC&B / SAP IS-U
network_infrastructure | service_point | ev_charger_flag | Electric Vehicle (EV) Charger Flag | BOOLEAN |  |  |  | Indicates whether an Electric Vehicle (EV) charging station is installed at this service point. Used for load forecasting, grid impact analysis, and EV-specific rate program eligibility (e.g., TOU-EV rates). | State PUC EV Tariff Rules; DOE EV Infrastructure Programs
network_infrastructure | service_point | gas_meter_set_code | Gas Meter Set ID | STRING |  |  |  | Identifier for the gas meter set assembly (regulator, meter, and associated fittings) at this service point. Used for gas asset management, safety inspection scheduling, and PHMSA compliance tracking. | Oracle WAM / IBM Maximo; PHMSA 49 CFR Part 192 |  | TRUE | A gas meter set is the physical assembly (meter, regulator, piping) at a gas service point. Similar to meter_socket_id, this is a peripheral infrastructure/hardware identifier. Only one table references it, and it does not warrant its own table. KEEP_AS_IS per infrastructure filter.
network_infrastructure | service_point | gas_pressure_class | Gas Service Pressure Class | STRING |  | low_pressure¦medium_pressure¦high_pressure |  | Operating pressure classification of the gas service lateral at this service point (low, medium, or high pressure). Applicable only for gas or dual-service service points. Required for PHMSA pipeline safety management and gas distribution system design. | PHMSA 49 CFR Part 192; AGA Distribution Integrity Management Program (DIMP)
network_infrastructure | service_point | gis_last_updated_date | GIS Last Updated Date | DATE |  |  |  | Date on which the GIS spatial record for this service point was last updated in ESRI ArcGIS. Used for GIS data quality monitoring and network model synchronization with OMS/DMS. | ESRI ArcGIS
network_infrastructure | service_point | gis_parcel_code | GIS Parcel ID | STRING |  |  |  | County assessor parcel identification number (APN) or GIS parcel reference linking the service point to the land parcel record in the ESRI ArcGIS system. Used for property-level spatial analysis and CIAC/AFUDC cost allocation. | ESRI ArcGIS; County Assessor Records |  | TRUE | GIS parcel ID is an external identifier from the Geographic Information System referencing the land parcel where this service point is located. External GIS system reference.
network_infrastructure | service_point | last_inspection_date | Last Inspection Date | DATE |  |  |  | Date of the most recent safety or compliance inspection performed at this service point. Used for inspection scheduling, regulatory compliance tracking (PHMSA, OSHA), and asset maintenance planning. | Oracle WAM / IBM Maximo; PHMSA 49 CFR Part 192; OSHA
network_infrastructure | service_point | latitude | GPS Latitude | DECIMAL(9,6) | restricted,pii_address |  |  | Geographic latitude coordinate of the service point in decimal degrees (WGS84 datum). Used for GIS network topology, field crew navigation, and spatial analytics. | ESRI ArcGIS; IEEE 1547 (DER Interconnection); WGS84
network_infrastructure | service_point | load_class_code | Load Classification Code | STRING |  |  |  | Utility-defined load classification code assigned to the service point for rate design, load forecasting, and demand-side management program targeting (e.g., RES-1, COM-2, IND-3). Sourced from Oracle CC&B / SAP IS-U rate class assignment. | Oracle CC&B / SAP IS-U; NARUC Uniform System of Accounts; State PUC Tariff Schedules
network_infrastructure | service_point | longitude | GPS Longitude | DECIMAL(9,6) | restricted,pii_address |  |  | Geographic longitude coordinate of the service point in decimal degrees (WGS84 datum). Used for GIS network topology, field crew navigation, and spatial analytics. | ESRI ArcGIS; IEEE 1547 (DER Interconnection); WGS84
network_infrastructure | service_point | meter_read_cycle | Meter Read Cycle | STRING |  |  |  | Billing cycle code or route identifier that determines the scheduled meter reading frequency and sequence for this service point (e.g., monthly cycle 01, bi-monthly cycle 02). Used for meter reading route optimization and billing cycle management. | Oracle CC&B / SAP IS-U; Oracle Utilities MDMS
network_infrastructure | service_point | meter_socket_code | Meter Socket ID | STRING |  |  |  | Physical identifier of the meter socket or meter base at the service point. Distinguishes the physical installation point from the meter device itself, enabling meter change-out tracking without losing service point continuity. | Oracle CC&B / SAP IS-U; Oracle Utilities MDMS |  | TRUE | A meter socket is a physical hardware component (the receptacle where a meter is installed). While real, it is a peripheral infrastructure item — a piece of hardware at the service point. Only one table references it, and it is more of a physical asset identifier than a core business entity requiring its own table. KEEP_AS_IS is appropriate per the Tier 1 infrastructure filter.
network_infrastructure | service_point | nem_eligible_flag | Net Energy Metering (NEM) Eligible Flag | BOOLEAN |  |  |  | Indicates whether this service point is eligible for Net Energy Metering (NEM) — the billing arrangement allowing customers with on-site generation (e.g., rooftop solar) to receive credit for excess energy exported to the grid. Drives NEM tariff application and bidirectional metering requirements. | State PUC NEM Tariff Rules; IEEE 1547; CPUC Decision (NEM)
network_infrastructure | service_point | postal_code | Postal Code (ZIP Code) | STRING | confidential,pii_address | '^[0-9]{5}(-[0-9]{4})?$ |  | US ZIP or ZIP+4 postal code for the service delivery location. Used for geographic analysis, franchise territory mapping, and demographic segmentation. | USPS Postal Addressing Standards
network_infrastructure | service_point | premise_type | Premise Type | STRING |  | residential¦commercial¦industrial¦agricultural¦lighting |  | Classification of the customer premise by end-use category. Drives tariff schedule assignment, load classification, and regulatory reporting segmentation (e.g., residential vs. commercial/industrial rate classes). [ENUM-REF-CANDIDATE: residential¦commercial¦industrial¦agricultural¦lighting¦other — promote to reference product if additional classes are needed] | Oracle CC&B / SAP IS-U; NARUC Uniform System of Accounts
network_infrastructure | service_point | service_address_line1 | Service Address Line 1 | STRING | confidential,pii_address |  |  | Primary street address line of the physical service delivery location. Used for field crew dispatch, GIS geocoding, and customer correspondence. Satisfies MASTER_RESOURCE IDENTITY_LABEL category. | ESRI ArcGIS; USPS Postal Addressing Standards
network_infrastructure | service_point | service_address_line2 | Service Address Line 2 | STRING | confidential,pii_address |  |  | Secondary address line for the service delivery location (e.g., apartment, suite, unit number). Supplements the primary address for multi-unit premises. | ESRI ArcGIS; USPS Postal Addressing Standards
network_infrastructure | service_point | service_lateral_length_ft | Service Lateral Length (Feet) | DECIMAL(10,2) |  |  |  | Length in feet of the service lateral — the conductor or pipe segment connecting the distribution main or transformer to the customer's meter. Used for CIAC cost estimation, line loss calculations, and asset inventory. | ESRI ArcGIS; Oracle WAM / IBM Maximo
network_infrastructure | service_point | service_lateral_material | Service Lateral Material | STRING |  | overhead_aluminum¦overhead_copper¦underground_xlpe¦underground_pvc¦steel_pipe¦polyethylene_pipe |  | Material type of the service lateral conductor (electric) or pipe (gas). Used for asset condition assessment, replacement prioritization, and PHMSA gas pipeline safety reporting. [ENUM-REF-CANDIDATE: overhead_aluminum¦overhead_copper¦underground_xlpe¦underground_pvc¦steel_pipe¦polyethylene_pipe¦other — promote to reference product] | ESRI ArcGIS; Oracle WAM / IBM Maximo; PHMSA 49 CFR Part 192
network_infrastructure | service_point | service_phase | Service Phase Configuration | STRING |  | single_phase¦three_phase |  | Electrical phase configuration of the service delivery: single_phase (residential/small commercial) or three_phase (large commercial/industrial). Drives transformer sizing, load analysis, and rate eligibility. | IEEE C84.1; ESRI ArcGIS
network_infrastructure | service_point | service_point_id | Service Point ID | BIGINT |  |  |  | Unique surrogate identifier for the service point record in the distribution domain. Primary key for the master record of a physical utility service delivery location. Role: MASTER_RESOURCE. | ESRI ArcGIS; Oracle CC&B / SAP IS-U | TRUE
network_infrastructure | service_point | service_point_status | Service Point Status | STRING |  | active¦inactive¦pending_connect¦pending_disconnect¦disconnected |  | Current lifecycle status of the service point indicating whether utility service is being actively delivered. Drives field work orders, billing eligibility, and OMS outage event correlation. Satisfies MASTER_RESOURCE LIFECYCLE_STATUS category. [ENUM-REF-CANDIDATE: active¦inactive¦pending_connect¦pending_disconnect¦disconnected¦abandoned — promote to reference product] | Oracle CC&B / SAP IS-U
network_infrastructure | service_point | service_type | Service Type | STRING |  | electric¦gas¦dual |  | Indicates the commodity type delivered at this service point: electric (electricity only), gas (natural gas only), or dual (both electric and gas). Drives rate application, metering configuration, and regulatory reporting segmentation. Satisfies MASTER_RESOURCE CLASSIFICATION_OR_TYPE category. | Oracle CC&B / SAP IS-U; NARUC Utility Reporting Guidelines
network_infrastructure | service_point | service_voltage_v | Service Voltage (Volts) | DECIMAL(10,2) |  |  |  | Nominal utilization voltage delivered at the service point in volts (e.g., 120, 240, 480). Used for voltage regulation analysis, equipment compatibility verification, and DMS load flow studies. Satisfies MASTER_RESOURCE MEASUREMENT_OR_VALUE category. | IEEE C84.1 (Voltage Ratings for Electric Power Systems); ESRI ArcGIS
network_infrastructure | service_point | source_system_code | Source System Code | STRING |  | CCB¦SAP_ISU¦ARCGIS¦MDMS |  | Code identifying the operational system of record from which this service point record was sourced (e.g., CCB for Oracle CC&B, SAP_ISU for SAP IS-U, ARCGIS for ESRI ArcGIS). Used for data lineage and master data management reconciliation. | ESRI ArcGIS; Oracle CC&B / SAP IS-U
network_infrastructure | service_point | sp_external_code | Service Point External ID | STRING |  |  |  | Externally-known alphanumeric identifier for the service point as assigned by the source system of record (Oracle CC&B or SAP IS-U / ESRI ArcGIS). Used for cross-system reconciliation between the CIS, GIS, and MDMS. Satisfies MASTER_RESOURCE BUSINESS_IDENTIFIER category. | Oracle CC&B / SAP IS-U; ESRI ArcGIS |  | TRUE | The column name explicitly contains 'external', indicating this is an external system identifier for the service point (e.g., from CIS or legacy systems).
network_infrastructure | service_point | state_code | State Code | STRING |  | '^[A-Z]{2}$ |  | Two-letter US state abbreviation for the service delivery location. Used for regulatory jurisdiction assignment (PUC, FERC) and geographic segmentation. | USPS State Abbreviations; FERC; State PUCs
network_infrastructure | service_point | updated_timestamp | Record Updated Timestamp | TIMESTAMP |  |  |  | Timestamp when this service point record was last modified in the source system of record. Used for incremental data pipeline processing, change detection, and audit trail. | Oracle CC&B / SAP IS-U; SOX Section 404
network_infrastructure | service_territory | parent_service_territory_id |  | BIGINT | self_ref_fk |  | distribution.service_territory.service_territory_id | Self-referencing FK on service_territory (parent_service_territory_id)
network_infrastructure | service_territory | annual_energy_sales_mwh |  | DECIMAL(15,2) |  |  |  | Total electric energy sold annually within the service territory measured in megawatt-hours.
network_infrastructure | service_territory | boundary_description |  | STRING |  |  |  | Textual description of the geographic boundaries defining the service territory, including landmarks and jurisdictional limits.
network_infrastructure | service_territory | boundary_geojson |  | STRING |  |  |  | GeoJSON representation of the service territory polygon for GIS mapping and spatial analysis.
network_infrastructure | service_territory | caidi_minutes |  | DECIMAL(8,2) |  |  |  | Average outage duration per interrupted customer in the service territory measured in minutes.
network_infrastructure | service_territory | climate_zone |  | STRING |  |  |  | Climate classification of the service territory used for load forecasting and infrastructure planning.
network_infrastructure | service_territory | created_timestamp |  | TIMESTAMP |  |  |  | Timestamp when the service territory record was first created in the system.
network_infrastructure | service_territory | customer_count |  | BIGINT |  |  |  | Total number of active customer accounts within the service territory.
network_infrastructure | service_territory | der_capacity_mw |  | DECIMAL(12,2) |  |  |  | Total installed capacity of distributed energy resources within the service territory measured in megawatts.
network_infrastructure | service_territory | effective_date |  | DATE |  |  |  | Date on which the service territory definition became operationally effective.
network_infrastructure | service_territory | electric_circuit_miles |  | DECIMAL(12,2) |  |  |  | Total length of electric distribution circuits within the service territory measured in circuit miles.
network_infrastructure | service_territory | franchise_agreement_number |  | STRING |  |  |  | Identifier for the municipal or county franchise agreement authorizing utility service in the territory.
network_infrastructure | service_territory | franchise_expiration_date |  | DATE |  |  |  | Date on which the current franchise agreement expires and requires renewal or renegotiation.
network_infrastructure | service_territory | gas_pipeline_miles |  | DECIMAL(12,2) |  |  |  | Total length of natural gas distribution pipeline infrastructure within the service territory measured in miles.
network_infrastructure | service_territory | gas_throughput_mcf |  | DECIMAL(15,2) |  |  |  | Total natural gas volume delivered annually within the service territory measured in thousand cubic feet.
network_infrastructure | service_territory | jurisdiction_type |  | STRING |  |  |  | Classification of the regulatory oversight model governing the service territory.
network_infrastructure | service_territory | last_modified_timestamp |  | TIMESTAMP |  |  |  | Timestamp when the service territory record was last updated in the system.
network_infrastructure | service_territory | nem_interconnection_count |  | INT |  |  |  | Total number of net energy metering interconnections approved and active within the service territory.
network_infrastructure | service_territory | notes |  | STRING |  |  |  | Free-form text field for additional operational notes, boundary clarifications, or special considerations for the service territory.
network_infrastructure | service_territory | operating_company_id |  | BIGINT |  |  |  | Reference to the legal operating entity responsible for utility service delivery within this territory.
network_infrastructure | service_territory | peak_demand_mw |  | DECIMAL(12,2) |  |  |  | Historical maximum electric demand recorded in the service territory measured in megawatts.
network_infrastructure | service_territory | population_served |  | BIGINT |  |  |  | Estimated total population residing within the service territory boundaries.
network_infrastructure | service_territory | primary_contact_email |  | STRING | confidential,pii_email |  |  | Email address of the primary operational contact for the service territory.
network_infrastructure | service_territory | primary_contact_name |  | STRING | confidential |  |  | Name of the primary operational contact or territory manager responsible for this service territory.
network_infrastructure | service_territory | primary_contact_phone |  | STRING | confidential,pii_phone |  |  | Phone number of the primary operational contact for the service territory.
network_infrastructure | service_territory | region_id |  | BIGINT |  |  |  | Reference to the parent operational region or division to which this service territory belongs.
network_infrastructure | service_territory | regulatory_jurisdiction |  | STRING |  |  |  | Name of the state or federal regulatory body with oversight authority over this service territory.
network_infrastructure | service_territory | saidi_minutes |  | DECIMAL(8,2) |  |  |  | Average outage duration per customer in the service territory measured in minutes, excluding major events.
network_infrastructure | service_territory | saifi_count |  | DECIMAL(8,4) |  |  |  | Average number of sustained interruptions per customer in the service territory, excluding major events.
network_infrastructure | service_territory | service_area_square_miles |  | DECIMAL(12,2) |  |  |  | Total geographic area covered by the service territory measured in square miles.
network_infrastructure | service_territory | service_territory_id | Service Territory Identifier | BIGINT |  |  |  | Primary key for service_territory |  | TRUE
network_infrastructure | service_territory | status |  | STRING |  |  |  | Current lifecycle status of the service territory indicating operational availability.
network_infrastructure | service_territory | substation_count |  | INT |  |  |  | Total number of electric substations serving the service territory.
network_infrastructure | service_territory | termination_date |  | DATE |  |  |  | Date on which the service territory was retired or merged into another territory, if applicable.
network_infrastructure | service_territory | territory_code |  | STRING |  |  |  | Externally-known unique alphanumeric code identifying the service territory for regulatory reporting and operational reference.
network_infrastructure | service_territory | territory_name |  | STRING |  |  |  | Human-readable name of the service territory, typically reflecting geographic or administrative boundaries.
network_infrastructure | service_territory | territory_type |  | STRING |  |  |  | Classification of the service territory by utility service type provided within the geographic area.
network_infrastructure | service_territory | time_zone |  | STRING |  |  |  | IANA time zone identifier for the primary time zone of the service territory used for operational scheduling and reporting.
network_infrastructure | service_territory | urban_rural_classification |  | STRING |  |  |  | Demographic classification of the service territory based on population density and development patterns.
network_infrastructure | service_transformer | cost_center_id | Cost Center Id (Foreign Key) | BIGINT |  |  | finance.cost_center.cost_center_id | Foreign key linking to finance.cost_center. Business justification: Transformer maintenance and operational costs are allocated to cost centers for expense tracking and regulatory reporting. Required for FERC Form 1 functional cost allocation and rate case preparation | Internal - LLM Generated Cross-Domain Link
network_infrastructure | service_transformer | distribution_substation_id | Distribution Substation ID | BIGINT |  |  | distribution.distribution_substation.distribution_substation_id | Identifier of the distribution substation that sources the feeder supplying this transformer. Used for hierarchical network topology and capacity planning. | ESRI ArcGIS Electric Utility Data Model
network_infrastructure | service_transformer | feeder_id | Distribution Feeder ID | BIGINT |  |  | distribution.feeder.feeder_id | Identifier of the primary distribution feeder circuit that supplies this transformer. Critical for outage isolation, load flow analysis, and SCADA integration. | ESRI ArcGIS Electric Utility Data Model
network_infrastructure | service_transformer | fixed_asset_id | Fixed Asset Id (Foreign Key) | BIGINT |  |  | finance.fixed_asset.fixed_asset_id | Foreign key linking to finance.fixed_asset. Business justification: Transformers are capitalized distribution assets requiring fixed asset tracking for depreciation, rate base inclusion, and FERC plant accounting. Essential for regulatory asset management. | Internal - LLM Generated Cross-Domain Link
network_infrastructure | service_transformer | master_id | Asset Master Id (Foreign Key) | BIGINT |  |  | asset.master.master_id | Foreign key linking to asset.asset_master. Business justification: Service transformers are capital assets requiring lifecycle management, depreciation tracking (FERC/NARUC accounts), condition assessments, PM schedules, work orders, and regulatory asset base reporti | Internal - LLM Generated Cross-Domain Link
network_infrastructure | service_transformer | material_master_id | Material Master Id (Foreign Key) | BIGINT |  |  | supply.material_master.material_master_id | Foreign key linking to supply.material_master. Business justification: Distribution transformers are procured materials with standardized part numbers tracked in material master. Enables warranty tracking, lifecycle cost analysis, and standardized procurement for transfo | Internal - LLM Generated Cross-Domain Link
network_infrastructure | service_transformer | pole_id | Pole Id (Foreign Key) | BIGINT |  |  | distribution.pole.pole_id | Foreign key linking to distribution.pole. Business justification: Service transformers are physically mounted on poles (pole-mounted configuration). The service_transformer table currently has pole_number (STRING) as a denormalized reference. Adding pole_id FK enabl | Internal - LLM Generated Cross-Domain Link
network_infrastructure | service_transformer | rate_case_id | Rate Case Id (Foreign Key) | BIGINT |  |  | regulatory.rate_case.rate_case_id | Foreign key linking to regulatory.rate_case. Business justification: Transformer investments are included in rate base and depreciation schedules in rate cases. Cost recovery tracking: linking transformers to the rate case that authorized their inclusion in rate base. | Internal - LLM Generated Cross-Domain Link
network_infrastructure | service_transformer | acquisition_cost | Acquisition Cost (USD) | DECIMAL(15,2) | confidential |  |  | Original purchase and installation cost of the transformer in US dollars. Used for capitalization, depreciation, and rate base calculations under FERC Uniform System of Accounts. | FERC Uniform System of Accounts
network_infrastructure | service_transformer | asset_condition_score | Asset Condition Score | DECIMAL(5,2) |  |  |  | Composite health index (0-100 scale) derived from inspection findings, age, load history, and failure risk models. Guides capital investment prioritization and replacement planning. | Oracle WAM / IBM Maximo Asset Health
network_infrastructure | service_transformer | book_value | Book Value (USD) | DECIMAL(15,2) | confidential |  |  | Current net book value after accumulated depreciation. Represents the asset's carrying value on the utility's balance sheet. | GAAP / FERC Uniform System of Accounts
network_infrastructure | service_transformer | city | City | STRING |  |  |  | City or municipality where the transformer is located. Used for jurisdictional reporting and regional analysis. | USPS Address Standards
network_infrastructure | service_transformer | connected_customer_count | Connected Customer Count | INT |  |  |  | Number of customer service points (meters) served by this transformer. Used for outage impact assessment and SAIDI/SAIFI/CAIDI reliability calculations. | IEEE 1366
network_infrastructure | service_transformer | cooling_type | Cooling Type | STRING |  | oil_immersed¦dry_type¦pad_mounted_oil¦sealed_tank |  | Insulation and cooling medium classification. Oil-immersed transformers require spill containment and environmental monitoring; dry-type are used indoors or where fire safety is critical. | IEEE C57.12.01 (Dry-Type Transformers)
network_infrastructure | service_transformer | created_timestamp | Record Created Timestamp | TIMESTAMP |  |  |  | Timestamp when this service transformer record was first created in the system. Audit field for data lineage and governance. | Data Governance Framework
network_infrastructure | service_transformer | criticality_rating | Criticality Rating | STRING |  | critical¦high¦medium¦low |  | Business criticality classification based on customer count, load served, and service area importance. Drives prioritization for emergency response and capital investment. | Oracle WAM / IBM Maximo Risk Management
network_infrastructure | service_transformer | der_interconnection_flag | Distributed Energy Resource (DER) Interconnection Flag | BOOLEAN |  |  |  | Indicates whether one or more Distributed Energy Resources (solar PV, battery storage, EV chargers) are interconnected to this transformer under Net Energy Metering (NEM) or other programs. Critical for DERMS integration and voltage management. | IEEE 1547 (Interconnection of Distributed Energy Resources)
network_infrastructure | service_transformer | impedance_percent | Impedance Percentage | DECIMAL(5,2) |  |  |  | Nameplate impedance of the transformer expressed as a percentage. Critical for short-circuit analysis, protective device coordination, and voltage regulation studies. | IEEE C57.12.00
network_infrastructure | service_transformer | installation_date | Installation Date | DATE |  |  |  | Date the transformer was placed into service in the distribution network. Marks the start of the asset's operational lifecycle and depreciation period. | Oracle WAM / IBM Maximo Asset Lifecycle
network_infrastructure | service_transformer | kva_rating | Kilovolt-Ampere (kVA) Rating | DECIMAL(10,2) |  |  |  | Nameplate capacity of the service transformer in kilovolt-amperes. Principal measurement for load balancing, capacity planning, and determining service adequacy for connected customers. | IEEE C57.12.00
network_infrastructure | service_transformer | last_inspection_date | Last Inspection Date | DATE |  |  |  | Date of the most recent field inspection or preventive maintenance activity. Used to schedule future inspections and assess compliance with maintenance programs. | Oracle WAM / IBM Maximo Work Management
network_infrastructure | service_transformer | last_updated_timestamp | Record Last Updated Timestamp | TIMESTAMP |  |  |  | Timestamp when this service transformer record was most recently modified. Audit field for change tracking and data quality monitoring. | Data Governance Framework
network_infrastructure | service_transformer | latitude | Latitude | DECIMAL(10,7) | restricted,pii_address |  |  | Geographic latitude coordinate (WGS84 decimal degrees) of the transformer installation. Enables GIS mapping, mobile workforce dispatch, and spatial analytics. | ESRI ArcGIS Spatial Reference WGS84
network_infrastructure | service_transformer | load_factor_percent | Load Factor Percentage | DECIMAL(5,2) |  |  |  | Ratio of average load to peak load over a measurement period, expressed as a percentage. Indicates utilization efficiency and guides capacity planning. | IEEE 1366 (Distribution Reliability Indices)
network_infrastructure | service_transformer | longitude | Longitude | DECIMAL(10,7) | restricted,pii_address |  |  | Geographic longitude coordinate (WGS84 decimal degrees) of the transformer installation. Enables GIS mapping, mobile workforce dispatch, and spatial analytics. | ESRI ArcGIS Spatial Reference WGS84
network_infrastructure | service_transformer | manufacture_year | Manufacture Year | INT |  |  |  | Year the transformer was manufactured. Used for age-based risk assessment, depreciation calculations, and replacement prioritization. | Oracle WAM / IBM Maximo Asset Hierarchy
network_infrastructure | service_transformer | next_inspection_due_date | Next Inspection Due Date | DATE |  |  |  | Scheduled date for the next preventive maintenance inspection. Drives work order generation and compliance with regulatory maintenance standards. | Oracle WAM / IBM Maximo Work Management
network_infrastructure | service_transformer | operational_status | Operational Status | STRING |  | in_service¦out_of_service¦standby¦retired¦under_construction¦planned |  | Current lifecycle state of the service transformer in the distribution network. Drives availability for load calculations, outage management, and asset planning. | NERC Transmission Operations (TOP) Standards
network_infrastructure | service_transformer | ownership_type | Ownership Type | STRING |  | utility_owned¦customer_owned¦third_party¦joint_ownership |  | Legal ownership classification of the transformer asset. Determines maintenance responsibility, capital treatment, and regulatory rate base inclusion. | FERC Uniform System of Accounts
network_infrastructure | service_transformer | peak_load_kva | Peak Load (kVA) | DECIMAL(10,2) |  |  |  | Maximum observed load on the transformer in kilovolt-amperes. Used to assess overload risk and determine upgrade or replacement needs. | IEEE C57.91 (Loading Guide for Mineral-Oil-Immersed Transformers)
network_infrastructure | service_transformer | phase_configuration | Phase Configuration | STRING |  | single_phase¦three_phase |  | Electrical phase design of the transformer. Single-phase serves residential and small commercial; three-phase serves larger commercial and industrial loads. | IEEE C57.12.00
network_infrastructure | service_transformer | postal_code | Postal Code | STRING | confidential,pii_address |  |  | Postal or ZIP code for the transformer location. Used for geographic segmentation and service territory mapping. | USPS Address Standards
network_infrastructure | service_transformer | primary_voltage | Primary Voltage (kV) | DECIMAL(10,2) |  |  |  | Medium-voltage input from the distribution feeder in kilovolts. Typical values include 4.16kV, 12.47kV, 13.2kV, 13.8kV, 24.9kV, 34.5kV depending on utility standards. | IEEE C57.12.00
network_infrastructure | service_transformer | retirement_date | Retirement Date | DATE |  |  |  | Date the transformer was permanently removed from service. Nullable for active assets. Marks the end of the asset's operational lifecycle. | Oracle WAM / IBM Maximo Asset Lifecycle
network_infrastructure | service_transformer | scada_monitored_flag | Supervisory Control and Data Acquisition (SCADA) Monitored Flag | BOOLEAN |  |  |  | Indicates whether the transformer is equipped with real-time monitoring via SCADA or Advanced Distribution Management System (ADMS). Enables proactive outage detection and load management. | IEC 61850 (Substation Automation)
network_infrastructure | service_transformer | secondary_voltage | Secondary Voltage (V) | DECIMAL(10,2) |  |  |  | Utilization voltage output to end-use customers in volts. Typical residential values: 120/240V single-phase; typical commercial values: 208Y/120V or 480Y/277V three-phase. | ANSI C84.1 (Voltage Ratings for Electric Power Systems)
network_infrastructure | service_transformer | serial_number | Serial Number | STRING |  |  |  | Unique factory-assigned serial number for the individual transformer unit. Critical for warranty claims, recall tracking, and asset provenance. | Oracle WAM / IBM Maximo Asset Hierarchy
network_infrastructure | service_transformer | service_transformer_id | Service Transformer ID | BIGINT |  |  |  | Unique identifier for the distribution service transformer record. Primary key for the service transformer entity. | IEEE C57.12.00 (Standard for Pad-Mounted Equipment) | TRUE
network_infrastructure | service_transformer | state_province | State or Province | STRING |  |  |  | State or province where the transformer is located. Used for regulatory reporting to state Public Utility Commissions (PUCs). | USPS Address Standards
network_infrastructure | service_transformer | street_address | Street Address | STRING | confidential,pii_address |  |  | Physical street address or nearest address reference for the transformer location. Used for field crew navigation and customer service inquiries. | USPS Address Standards
network_infrastructure | service_transformer | tap_position | Tap Position | STRING |  |  |  | Current tap setting for voltage regulation (e.g., +2.5%, nominal, -5%). Adjusts secondary voltage to maintain service quality within ANSI C84.1 limits. | ANSI C84.1
network_infrastructure | service_transformer | transformer_number | Transformer Number | STRING |  | '^[A-Z0-9]{6,20}$ |  | Externally-known business identifier for the service transformer, used in field operations, work orders, and GIS mapping. Unique across the utility's distribution network. | ESRI ArcGIS Electric Utility Data Model
network_infrastructure | service_transformer | transformer_type | Transformer Installation Type | STRING |  | pad_mounted¦pole_mounted¦vault¦underground¦overhead¦submersible |  | Physical installation configuration of the service transformer. Determines accessibility, maintenance procedures, and safety protocols. | IEEE C57.12.00
network_infrastructure | service_transformer | winding_configuration | Winding Configuration | STRING |  | delta_delta¦delta_wye¦wye_delta¦wye_wye¦open_delta |  | Primary and secondary winding connection topology. Affects voltage transformation, grounding, and harmonic performance. | IEEE C57.12.00
network_infrastructure | voltage_regulation_device | capex_project_id | Capex Project Id (Foreign Key) | BIGINT |  |  | finance.capex_project.capex_project_id | Foreign key linking to finance.capex_project. Business justification: Voltage regulation device installations are capital projects requiring project tracking for budget management, AFUDC calculation, and CWIP-to-plant transfers. Essential for capital project accounting. | Internal - LLM Generated Cross-Domain Link
network_infrastructure | voltage_regulation_device | cost_center_id | Cost Center Id (Foreign Key) | BIGINT |  |  | finance.cost_center.cost_center_id | Foreign key linking to finance.cost_center. Business justification: Voltage regulation device maintenance and operational costs are allocated to cost centers for O&M expense tracking and regulatory reporting. Required for FERC functional accounting. | Internal - LLM Generated Cross-Domain Link
network_infrastructure | voltage_regulation_device | distribution_substation_id | Distribution Substation ID | BIGINT |  |  | distribution.distribution_substation.distribution_substation_id | Reference to the distribution substation from which the host feeder originates. Used for substation-level voltage regulation coordination, load flow analysis, and regulatory reliability reporting (SAIDI/SAIFI/CAIDI). | ESRI ArcGIS; NERC FAC-002
network_infrastructure | voltage_regulation_device | feeder_id | Distribution Feeder ID | BIGINT |  |  | distribution.feeder.feeder_id | Reference to the distribution feeder (circuit) on which this voltage regulation device is installed. Links to the feeder master record in the GIS network topology for circuit-level voltage profile analysis and VOLT/VAR optimization (VVO) program execution. | ESRI ArcGIS Distribution Network; IEEE 1547
network_infrastructure | voltage_regulation_device | fixed_asset_id | Fixed Asset Id (Foreign Key) | BIGINT |  |  | finance.fixed_asset.fixed_asset_id | Foreign key linking to finance.fixed_asset. Business justification: Voltage regulation devices are capitalized distribution assets requiring fixed asset tracking for depreciation, rate base calculation, and FERC plant accounting. Essential for asset management. | Internal - LLM Generated Cross-Domain Link
network_infrastructure | voltage_regulation_device | material_master_id | Material Master Id (Foreign Key) | BIGINT |  |  | supply.material_master.material_master_id | Foreign key linking to supply.material_master. Business justification: Voltage regulation equipment (capacitor banks, voltage regulators) are procured assets with standardized part numbers. Enables warranty tracking, spare parts inventory management, and standardized pro | Internal - LLM Generated Cross-Domain Link
network_infrastructure | voltage_regulation_device | bandwidth_v | Voltage Bandwidth (Volts) | DECIMAL(6,2) |  |  |  | Voltage bandwidth or deadband setting in volts (V) around the voltage setpoint within which the regulator will not initiate a tap change. A wider bandwidth reduces tap operation count and extends equipment life; a narrower bandwidth improves voltage precision. Expressed on the 120-V base for voltage regulators. Critical parameter for tap wear analysis and CVR program tuning. | IEEE C57.15; ANSI C84.1
network_infrastructure | voltage_regulation_device | circuit_mile_marker | Circuit Mile Marker | DECIMAL(8,4) |  |  |  | Distance in miles from the substation bus to the point on the feeder where this device is installed, measured along the circuit centerline. Used for voltage drop calculations, protection coordination, and feeder sectionalizing analysis. Aligns with GIS linear referencing. | ESRI ArcGIS Linear Referencing; IEEE C57.15
network_infrastructure | voltage_regulation_device | communication_protocol | Communication Protocol | STRING |  | dnp3¦iec61850¦modbus¦iccp¦none |  | Communication protocol used by the device controller to interface with the SCADA/DMS system for telemetry and remote control. 'dnp3' — DNP3 (Distributed Network Protocol 3), most common for distribution automation; 'iec61850' — IEC 61850 substation automation standard; 'modbus' — legacy Modbus RTU/TCP; 'iccp' — Inter-Control Center Communications Protocol; 'none' — no remote communication (manual-only device). | IEEE 1815 (DNP3); IEC 61850; NERC CIP-005 (Electronic Security Perimeter)
network_infrastructure | voltage_regulation_device | control_mode | Control Mode | STRING |  | automatic¦manual¦scada¦volt_var_optimization¦disabled |  | Operating control mode of the voltage regulation device. 'automatic' — device self-regulates based on local voltage sensing and programmed setpoints; 'manual' — field crew or operator manually positions taps or switches; 'scada' — remote control via SCADA system (OSIsoft PI / GE Proficy or Schneider AMS/GE PowerOn DMS); 'volt_var_optimization' — device is under centralized VOLT/VAR optimization (VVO) / DERMS control; 'disabled' — control logic is inactive. | Schneider Electric AMS / GE PowerOn DMS; IEEE 1547.1
network_infrastructure | voltage_regulation_device | cumulative_tap_operations | Cumulative Tap Operations Count | BIGINT |  |  |  | Total number of tap change operations recorded on the voltage regulator since installation or last counter reset. A key maintenance trigger metric — most voltage regulators are rated for a finite number of tap operations (e.g., 500,000) before contact replacement is required. Sourced from SCADA historian or field inspection. Used in predictive maintenance scheduling in Oracle WAM / IBM Maximo. | IEEE C57.15; Oracle WAM / IBM Maximo Asset Management
network_infrastructure | voltage_regulation_device | cvr_enrolled | Conservation Voltage Reduction (CVR) Enrollment Flag | BOOLEAN |  |  |  | Indicates whether this device participates in the utility's Conservation Voltage Reduction (CVR) program, which intentionally lowers distribution voltage within ANSI C84.1 Range A limits to reduce customer energy consumption and peak demand. CVR-enrolled devices have their voltage setpoints managed to the lower end of the acceptable voltage range during CVR events. | ANSI C84.1; DOE DSM Guidelines; State PUC DSM Program Requirements
network_infrastructure | voltage_regulation_device | der_hosting_zone | Distributed Energy Resource (DER) Hosting Zone Flag | BOOLEAN |  |  |  | Indicates whether this voltage regulation device is located on a feeder segment with high penetration of distributed energy resources (DER) such as rooftop solar (NEM interconnections). When True, the device plays a critical role in managing reverse power flow and voltage rise caused by DER generation, and is subject to enhanced monitoring and DERMS coordination. | IEEE 1547; FERC Order 2222; State PUC NEM Interconnection Rules
network_infrastructure | voltage_regulation_device | device_code | Voltage Regulation Device Code | STRING |  | '^[A-Z0-9_-]{3,30}$ |  | Externally-known alphanumeric asset tag or utility-assigned device code used to identify this voltage regulation device across operational systems (Oracle WAM/Maximo, GIS, SCADA). Serves as the business-facing identifier referenced in field work orders, GIS records, and SCADA point configurations. | Oracle WAM / IBM Maximo Asset Management; ESRI ArcGIS
network_infrastructure | voltage_regulation_device | device_name | Voltage Regulation Device Name | STRING |  |  |  | Human-readable descriptive name or label assigned to the voltage regulation device, typically incorporating feeder name, circuit mile marker, or substation bay designation (e.g., 'Feeder 12 Reg Bank 1 at Mile 3.2'). Used in OMS/DMS displays and field crew communications. | Schneider Electric AMS / GE PowerOn OMS/DMS
network_infrastructure | voltage_regulation_device | device_subtype | Voltage Regulation Device Subtype | STRING |  | single_phase¦three_phase¦gang_operated¦individually_switched |  | Further classification of the device configuration. Indicates whether the device is single-phase or three-phase, and for capacitor banks whether it is gang-operated (all phases switched together) or individually switched per phase. Drives field maintenance procedures and SCADA control logic. | IEEE C57.15; IEEE 1036
network_infrastructure | voltage_regulation_device | device_type | Voltage Regulation Device Type | STRING |  | voltage_regulator¦capacitor_bank¦line_reactor |  | Classification of the voltage regulation device by its primary function on the distribution feeder. 'voltage_regulator' — step-voltage regulator that adjusts tap position to maintain voltage; 'capacitor_bank' — switched or fixed capacitor bank providing reactive power (kVAR) compensation; 'line_reactor' — series or shunt reactor used to absorb excess reactive power or limit fault current. | IEEE C57.15 (Voltage Regulators); IEEE 1036 (Capacitor Banks); ANSI C84.1
network_infrastructure | voltage_regulation_device | ferc_account_number | FERC Uniform System of Accounts Number | STRING | restricted,pii_financial | '^[0-9]{3}(\.[0-9]{1,3})?$ |  | Federal Energy Regulatory Commission (FERC) Uniform System of Accounts (USofA) account number under which this voltage regulation device is capitalized for regulatory rate base reporting. Distribution voltage regulation equipment is typically classified under FERC Account 362 (Station Equipment) or 364 (Poles, Towers, and Fixtures) depending on mounting configuration. Required for FERC Form 1 and state PUC rate case filings. | FERC Uniform System of Accounts (18 CFR Part 101); FERC Form 1
network_infrastructure | voltage_regulation_device | gis_object_code | GIS Object ID | STRING |  |  |  | Unique object identifier assigned to this device in the ESRI ArcGIS geospatial information system, used for network topology linkage, spatial analysis, and field crew navigation. Enables cross-system reconciliation between the asset management system (Oracle WAM/Maximo) and the GIS network model. | ESRI ArcGIS Distribution Network |  | TRUE | GIS object ID is an external identifier from the Geographic Information System for this voltage regulation device. Same pattern as other GIS references — external system reference.
network_infrastructure | voltage_regulation_device | in_service_date | In-Service Date | DATE |  |  |  | Date on which the voltage regulation device was formally placed into revenue service and began regulating voltage on the feeder. May differ from installation_date if commissioning testing or regulatory approval caused a delay. Used as the AFUDC (Allowance for Funds Used During Construction) capitalization trigger and for FERC rate base reporting. | FERC Uniform System of Accounts; FERC Form 1
network_infrastructure | voltage_regulation_device | installation_date | Installation Date | DATE |  |  |  | Calendar date on which the voltage regulation device was physically installed and energized on the distribution feeder. Used to calculate asset age, depreciation schedules (GAAP/FERC Uniform System of Accounts), warranty tracking, and remaining useful life estimates in Oracle WAM / IBM Maximo. | FERC Uniform System of Accounts; Oracle WAM / IBM Maximo Asset Management
network_infrastructure | voltage_regulation_device | last_maintenance_date | Last Maintenance Date | DATE |  |  |  | Date of the most recently completed preventive or corrective maintenance activity performed on this voltage regulation device, as recorded in Oracle WAM / IBM Maximo work management system. Used to calculate maintenance intervals, schedule next PM work orders, and support NERC FAC and state PUC reliability reporting. | Oracle WAM / IBM Maximo Asset Management; NERC FAC-003
network_infrastructure | voltage_regulation_device | last_tap_position | Last Known Tap Position | INT |  |  |  | Most recently recorded tap position of the step-voltage regulator, as reported by the SCADA system (OSIsoft PI / GE Proficy) or field inspection. Negative values indicate buck (voltage reduction) positions; positive values indicate boost (voltage raise) positions; zero is neutral. Used for voltage profile analysis, CVR performance monitoring, and detecting stuck-tap conditions. | OSIsoft PI / GE Proficy Historian; IEEE C57.15
network_infrastructure | voltage_regulation_device | last_tap_position_timestamp | Last Tap Position Timestamp | TIMESTAMP |  |  |  | Date and time (ISO 8601 with timezone offset) when the last_tap_position reading was recorded or updated from SCADA or field inspection. Used to assess data freshness and detect communication failures with the device controller. | OSIsoft PI / GE Proficy Historian; IEEE C57.15
network_infrastructure | voltage_regulation_device | latitude | Geographic Latitude (WGS84) | DECIMAL(10,7) | restricted,pii_address |  |  | Geographic latitude coordinate of the device installation location in decimal degrees, referenced to the WGS84 datum. Used for GIS mapping, field crew dispatch, storm damage assessment, and spatial analysis of voltage regulation coverage on the distribution network. | ESRI ArcGIS; WGS84 (EPSG:4326)
network_infrastructure | voltage_regulation_device | longitude | Geographic Longitude (WGS84) | DECIMAL(10,7) | restricted,pii_address |  |  | Geographic longitude coordinate of the device installation location in decimal degrees, referenced to the WGS84 datum. Used in conjunction with latitude for GIS mapping, spatial proximity analysis, and field operations. | ESRI ArcGIS; WGS84 (EPSG:4326)
network_infrastructure | voltage_regulation_device | maximo_asset_code | Enterprise Asset Management (EAM) Asset ID | STRING |  |  |  | Asset record identifier assigned in the Enterprise Asset Management system (Oracle WAM or IBM Maximo). Used to cross-reference this voltage regulation device master record with work orders, preventive maintenance plans, failure history, and cost tracking in the EAM system. Serves as the integration key between the distribution data product and the asset management system of record. | Oracle WAM / IBM Maximo Asset Management; FERC Uniform System of Accounts |  | TRUE | Maximo is IBM's enterprise asset management (EAM) system. This is an external system identifier referencing this device's record in the Maximo EAM system. Clearly an external system reference.
network_infrastructure | voltage_regulation_device | mounting_type | Mounting Type | STRING |  | pole_mounted¦pad_mounted¦substation_installed¦underground_vault |  | Physical installation configuration of the voltage regulation device on the distribution system. Determines maintenance access requirements, environmental exposure ratings, and applicable construction standards. 'pole_mounted' — overhead distribution pole; 'pad_mounted' — ground-level pad enclosure; 'substation_installed' — within a distribution substation; 'underground_vault' — below-grade vault installation. | IEEE C57.15; NESC (National Electrical Safety Code)
network_infrastructure | voltage_regulation_device | nerc_cip_applicable | NERC CIP Applicability Flag | BOOLEAN |  |  |  | Indicates whether this voltage regulation device is classified as a cyber asset subject to NERC CIP (Critical Infrastructure Protection) standards due to its role in the Bulk Electric System (BES) or its connectivity to BES cyber systems. When True, the device and its communication infrastructure must comply with NERC CIP-002 through CIP-013 requirements. | NERC CIP-002; NERC CIP-005; NERC CIP-007
network_infrastructure | voltage_regulation_device | next_maintenance_date | Next Scheduled Maintenance Date | DATE |  |  |  | Planned date for the next scheduled preventive maintenance activity on this voltage regulation device, as generated by the Oracle WAM / IBM Maximo preventive maintenance (PM) scheduling engine. Used for workforce planning, material staging, and outage coordination with the OMS/DMS. | Oracle WAM / IBM Maximo Asset Management; State PUC Asset Management Requirements
network_infrastructure | voltage_regulation_device | operational_status | Operational Status | STRING |  | in_service¦out_of_service¦maintenance¦retired¦standby |  | Current lifecycle and operational state of the voltage regulation device on the distribution feeder. 'in_service' — energized and actively regulating voltage; 'out_of_service' — de-energized or bypassed; 'maintenance' — temporarily removed from service for scheduled or corrective maintenance; 'retired' — permanently decommissioned; 'standby' — installed but not actively controlling. | Oracle WAM / IBM Maximo Asset Management; NERC FAC-001
network_infrastructure | voltage_regulation_device | phase_configuration | Phase Configuration | STRING |  |  |  | Electrical phase(s) served by this voltage regulation device. Single-phase regulators are assigned to a specific phase (A, B, or C); three-phase devices serve all phases simultaneously. Used for unbalanced load flow analysis, phase-level voltage profiling, and single-phase DER interconnection studies. [ENUM-REF-CANDIDATE: phase_a¦phase_b¦phase_c¦three_phase¦phase_ab¦phase_bc¦phase_ac — promote to reference product] | IEEE C57.15; ANSI C84.1
network_infrastructure | voltage_regulation_device | rated_kva | Rated Kilovolt-Ampere (kVA) Capacity | DECIMAL(10,2) |  |  |  | Nameplate kVA rating of the voltage regulator or line reactor, representing the maximum apparent power the device is designed to handle continuously. Applicable primarily to voltage regulators and line reactors. Null for capacitor banks where rated_kvar is the principal rating. Used in loading analysis and equipment sizing studies. | IEEE C57.15; ANSI C84.1
network_infrastructure | voltage_regulation_device | rated_kvar | Rated Kilovolt-Ampere Reactive (kVAR) Capacity | DECIMAL(10,2) |  |  |  | Nameplate reactive power rating in kVAR for capacitor banks and reactors. Represents the reactive compensation capacity the device provides or absorbs at rated voltage. Used in VOLT/VAR optimization (VVO), power factor correction studies, and DER integration planning on feeders with high rooftop solar penetration. | IEEE 1036 (Capacitor Banks); IEEE 1547 (DER Integration)
network_infrastructure | voltage_regulation_device | rated_voltage_kv | Rated Voltage (kV) | DECIMAL(8,3) |  |  |  | Nameplate system voltage rating of the device in kilovolts (kV), corresponding to the distribution circuit voltage class (e.g., 4.16 kV, 12.47 kV, 25 kV, 34.5 kV). Used to verify compatibility with the host feeder voltage class and for protection relay coordination. | ANSI C84.1; IEEE C57.15
network_infrastructure | voltage_regulation_device | record_created_timestamp | Record Created Timestamp | TIMESTAMP |  |  |  | Date and time (ISO 8601 with timezone offset) when this voltage regulation device master record was first created in the distribution data product. Used for data lineage, audit trail, and Silver layer ingestion tracking. | SOX Section 404; FERC Record Retention Requirements
network_infrastructure | voltage_regulation_device | record_updated_timestamp | Record Last Updated Timestamp | TIMESTAMP |  |  |  | Date and time (ISO 8601 with timezone offset) when this voltage regulation device master record was most recently modified. Used for change data capture (CDC) in the Databricks Lakehouse Silver layer ETL pipeline and for detecting stale records requiring field verification. | SOX Section 404; Databricks Delta Lake CDC
network_infrastructure | voltage_regulation_device | retirement_date | Retirement Date | DATE |  |  |  | Date on which the voltage regulation device was permanently retired and removed from service. Null for active devices. Used to close the asset record in Oracle WAM / IBM Maximo, trigger final depreciation entries, and remove the device from the active GIS network model. | FERC Uniform System of Accounts; Oracle WAM / IBM Maximo Asset Management
network_infrastructure | voltage_regulation_device | scada_point_code | SCADA Point ID | STRING |  |  |  | Unique point identifier used in the SCADA/DMS system (Schneider Electric AMS, GE PowerOn, OSIsoft PI, or GE Proficy) to address this voltage regulation device for telemetry, remote control, and alarm monitoring. Maps to the real-time data historian tag for voltage, current, tap position, and switching status. Essential for SCADA integration and real-time grid operations. | OSIsoft PI / GE Proficy Historian; Schneider Electric AMS / GE PowerOn DMS |  | TRUE | SCADA point ID is an external system identifier referencing a monitoring point in the SCADA system for this voltage regulation device. Same pattern as other SCADA references.
network_infrastructure | voltage_regulation_device | serial_number | Manufacturer Serial Number | STRING |  |  |  | Manufacturer-assigned serial number uniquely identifying this specific physical unit. Used for warranty tracking, recall management, and cross-referencing with manufacturer service bulletins. Stored in Oracle WAM / IBM Maximo as the equipment serial number field. | Oracle WAM / IBM Maximo Asset Management
network_infrastructure | voltage_regulation_device | tap_range_max | Maximum Tap Position | INT |  |  |  | Maximum allowable tap position for a step-voltage regulator, representing the maximum voltage boost limit in the raise direction. Typically expressed as a positive integer (e.g., +16 for a ±10% regulator with 32 steps). Used in tap position monitoring and equipment limit enforcement. | IEEE C57.15
network_infrastructure | voltage_regulation_device | tap_range_min | Minimum Tap Position | INT |  |  |  | Minimum allowable tap position for a step-voltage regulator, representing the maximum voltage boost or buck limit in the lower direction. Typically expressed as a negative integer (e.g., -16 for a ±10% regulator with 32 steps). Used in tap position monitoring and equipment limit enforcement. | IEEE C57.15
network_infrastructure | voltage_regulation_device | time_delay_seconds | Time Delay (Seconds) | DECIMAL(6,2) |  |  |  | Intentional time delay in seconds programmed into the voltage regulator or capacitor bank controller before initiating a tap change or switching operation after a voltage deviation is detected. Prevents unnecessary operations due to transient voltage fluctuations (e.g., motor starts, DER intermittency). Coordinated with upstream and downstream devices to avoid hunting. | IEEE C57.15; IEEE 1547
network_infrastructure | voltage_regulation_device | voltage_regulation_device_id | Voltage Regulation Device ID | BIGINT | internal,pii |  |  | Unique surrogate identifier for a voltage regulation device record in the distribution domain. Serves as the primary key for this master resource entity. | IEEE C57.15, Oracle WAM / IBM Maximo Asset Management | TRUE
network_infrastructure | voltage_regulation_device | voltage_setpoint_v | Voltage Setpoint (Volts) | DECIMAL(8,2) |  |  |  | Target regulated voltage in volts (V) that the device controller attempts to maintain at the regulation point. For voltage regulators, this is the output voltage setpoint on the 120-V base. Compared against ANSI C84.1 Range A service voltage limits (114–126 V on 120-V base) for compliance monitoring and conservation voltage reduction (CVR) programs. | ANSI C84.1; IEEE C57.15
network_infrastructure | voltage_regulation_device | vvo_enrolled | VOLT/VAR Optimization (VVO) Enrollment Flag | BOOLEAN |  |  |  | Indicates whether this voltage regulation device is enrolled in and actively controlled by the utility's VOLT/VAR optimization (VVO) program, typically managed through the DERMS or DMS platform. When True, the device setpoints and switching schedules may be dynamically adjusted by the VVO algorithm to minimize losses, support CVR, and manage DER-induced voltage fluctuations. | IEEE 1547; DOE VOLT/VAR Optimization Guidelines; Schneider Electric AMS / GE PowerOn DMS
network_infrastructure | zone | parent_zone_id |  | BIGINT | self_ref_fk |  | distribution.zone.zone_id | Self-referencing FK on zone (parent_zone_id)
network_infrastructure | zone | caidi_minutes |  | DECIMAL(10,2) |  |  |  | Average outage duration for customers who experienced an interruption in this zone measured in minutes.
network_infrastructure | zone | centroid_latitude |  | DECIMAL(10,7) |  |  |  | Latitude coordinate of the geographic centroid of the zone for mapping and spatial reference.
network_infrastructure | zone | centroid_longitude |  | DECIMAL(10,7) |  |  |  | Longitude coordinate of the geographic centroid of the zone for mapping and spatial reference.
network_infrastructure | zone | circuit_miles |  | DECIMAL(10,2) |  |  |  | Total length of distribution circuits within the zone measured in miles, used for maintenance planning and reliability analysis.
network_infrastructure | zone | commercial_customer_count |  | INT |  |  |  | Number of commercial customers served within this zone.
network_infrastructure | zone | created_timestamp |  | TIMESTAMP |  |  |  | Timestamp when this zone record was first created in the system.
network_infrastructure | zone | customer_count |  | INT |  |  |  | Total number of active customers served within this distribution zone.
network_infrastructure | zone | der_capacity_mw |  | DECIMAL(12,3) |  |  |  | Total installed capacity of distributed energy resources (solar, wind, storage) within this zone measured in megawatts.
network_infrastructure | zone | description |  | STRING |  |  |  | Detailed textual description of the zone including geographic landmarks, service characteristics, and operational notes.
network_infrastructure | zone | effective_date |  | DATE |  |  |  | Date when this zone configuration became or will become effective in the distribution network.
network_infrastructure | zone | expiration_date |  | DATE |  |  |  | Date when this zone configuration expires or is scheduled for decommissioning. Null for active zones with no planned end date.
network_infrastructure | zone | feeder_id |  | BIGINT |  |  |  | Reference to the primary distribution feeder serving this zone.
network_infrastructure | zone | gas_main_miles |  | DECIMAL(10,2) |  |  |  | Total length of gas distribution mains within the zone measured in miles, applicable for gas or dual-service zones.
network_infrastructure | zone | gas_service_lateral_count |  | INT |  |  |  | Number of gas service laterals (customer connections) within this zone.
network_infrastructure | zone | gis_boundary_wkt |  | STRING |  |  |  | Geographic boundary of the zone represented in Well-Known Text format for GIS integration and spatial analysis.
network_infrastructure | zone | industrial_customer_count |  | INT |  |  |  | Number of industrial customers served within this zone.
network_infrastructure | zone | last_modified_timestamp |  | TIMESTAMP |  |  |  | Timestamp when this zone record was last updated in the system.
network_infrastructure | zone | nem_interconnection_count |  | INT |  |  |  | Number of net energy metering interconnections (typically rooftop solar) within this zone.
network_infrastructure | zone | notes |  | STRING |  |  |  | Additional operational notes, special considerations, or historical context for this zone.
network_infrastructure | zone | operating_pressure_psig |  | DECIMAL(10,2) |  |  |  | Normal operating pressure for gas distribution system in this zone measured in pounds per square inch gauge (psig).
network_infrastructure | zone | peak_demand_mw |  | DECIMAL(12,3) |  |  |  | Maximum electrical demand recorded for this zone measured in megawatts, used for capacity planning and load management.
network_infrastructure | zone | pole_count |  | INT |  |  |  | Total number of utility poles within this zone used for overhead distribution infrastructure.
network_infrastructure | zone | residential_customer_count |  | INT |  |  |  | Number of residential customers served within this zone.
network_infrastructure | zone | saidi_minutes |  | DECIMAL(10,2) |  |  |  | Average outage duration per customer in this zone measured in minutes, a key reliability metric.
network_infrastructure | zone | saifi_count |  | DECIMAL(10,4) |  |  |  | Average number of interruptions per customer in this zone, a key reliability metric.
network_infrastructure | zone | service_territory_id |  | BIGINT |  |  |  | Reference to the parent service territory that contains this zone.
network_infrastructure | zone | status |  | STRING |  |  |  | Current operational status of the zone in the distribution network lifecycle.
network_infrastructure | zone | substation_id |  | BIGINT |  |  |  | Reference to the primary substation serving this distribution zone.
network_infrastructure | zone | transformer_count |  | INT |  |  |  | Total number of distribution transformers installed within this zone.
network_infrastructure | zone | underground_percentage |  | DECIMAL(5,2) |  |  |  | Percentage of distribution infrastructure that is underground versus overhead in this zone.
network_infrastructure | zone | voltage_level_kv |  | DECIMAL(10,3) |  |  |  | Primary distribution voltage level for this zone measured in kilovolts.
network_infrastructure | zone | zone_classification |  | STRING |  |  |  | Geographic and demographic classification of the zone based on customer density and land use patterns.
network_infrastructure | zone | zone_code |  | STRING |  |  |  | Business identifier code for the zone used in operational systems and external reporting.
network_infrastructure | zone | zone_id | Zone Identifier | BIGINT |  |  |  | Primary key for zone |  | TRUE
network_infrastructure | zone | zone_name |  | STRING |  |  |  | Human-readable name of the distribution zone for identification and reporting purposes.
network_infrastructure | zone | zone_type |  | STRING |  |  |  | Classification of the zone by service type: electric-only, gas-only, or dual-service (both electric and gas).
operational_events | crew_dispatch | crew_id |  | BIGINT |  |  | transmission.crew.crew_id | Reference to the crew assigned to this dispatch. Links to the crew master table.
operational_events | crew_dispatch | customer_account_id |  | BIGINT |  |  | customer.account.account_id | Reference to the customer account associated with this dispatch. Null for infrastructure-only work not tied to a specific customer.
operational_events | crew_dispatch | feeder_id |  | BIGINT |  |  | distribution.feeder.feeder_id | Reference to the electric distribution feeder associated with this dispatch. Null for gas-only dispatches.
operational_events | crew_dispatch | outage_event_id |  | BIGINT |  |  | distribution.distribution_outage_event.distribution_outage_event_id | Reference to the outage event record if this dispatch is responding to a service interruption. Null for non-outage work.
operational_events | crew_dispatch | reassigned_crew_dispatch_id |  | BIGINT | self_ref_fk |  | distribution.crew_dispatch.crew_dispatch_id | Self-referencing FK on crew_dispatch (reassigned_crew_dispatch_id)
operational_events | crew_dispatch | service_territory_id |  | BIGINT |  |  | distribution.service_territory.service_territory_id | Reference to the utility service territory where this dispatch is located. Used for jurisdictional and operational boundaries.
operational_events | crew_dispatch | work_order_id |  | BIGINT |  |  | asset.work_order.work_order_id | Reference to the parent work order that triggered this crew dispatch.
operational_events | crew_dispatch | actual_duration_hours |  | DECIMAL(5,2) |  |  |  | Actual time in hours spent by the crew to complete the dispatch work. Calculated from start and completion timestamps.
operational_events | crew_dispatch | after_hours_flag |  | BOOLEAN |  |  |  | Indicates whether this dispatch occurred outside of normal business hours, triggering premium labor rates.
operational_events | crew_dispatch | cancellation_reason |  | STRING |  |  |  | Explanation for why the dispatch was cancelled. Null if dispatch was not cancelled.
operational_events | crew_dispatch | completion_notes |  | STRING |  |  |  | Crew notes documenting work performed, findings, materials used, and any follow-up actions required.
operational_events | crew_dispatch | created_timestamp |  | TIMESTAMP |  |  |  | Date and time when this dispatch record was first created in the system.
operational_events | crew_dispatch | crew_count |  | INT |  |  |  | Number of crew members assigned to this dispatch.
operational_events | crew_dispatch | crew_dispatch_id | Crew Dispatch Identifier | BIGINT |  |  |  | Primary key for crew_dispatch |  | TRUE
operational_events | crew_dispatch | customer_contact_name |  | STRING | restricted,pii_name |  |  | Name of the customer contact person for this dispatch. Used for on-site access and communication.
operational_events | crew_dispatch | customer_contact_phone |  | STRING | restricted,pii_phone |  |  | Phone number for the customer contact. Used for crew communication and arrival notification.
operational_events | crew_dispatch | customer_present_required |  | BOOLEAN |  |  |  | Indicates whether customer presence is required on-site for the crew to perform the work.
operational_events | crew_dispatch | dispatch_arrival_timestamp |  | TIMESTAMP |  |  |  | Date and time when the crew arrived on-site at the dispatch location.
operational_events | crew_dispatch | dispatch_assigned_timestamp |  | TIMESTAMP |  |  |  | Date and time when the crew was assigned to this dispatch.
operational_events | crew_dispatch | dispatch_cancelled_timestamp |  | TIMESTAMP |  |  |  | Date and time when the dispatch was cancelled. Null if dispatch was not cancelled.
operational_events | crew_dispatch | dispatch_completed_timestamp |  | TIMESTAMP |  |  |  | Date and time when the crew completed all work and closed the dispatch assignment.
operational_events | crew_dispatch | dispatch_description |  | STRING |  |  |  | Detailed description of the dispatch work scope, problem reported, or work to be performed.
operational_events | crew_dispatch | dispatch_en_route_timestamp |  | TIMESTAMP |  |  |  | Date and time when the crew departed their current location and began traveling to the dispatch site.
operational_events | crew_dispatch | dispatch_location_address |  | STRING | confidential,pii_address |  |  | Street address of the dispatch work location. May include customer premises or infrastructure location.
operational_events | crew_dispatch | dispatch_location_city |  | STRING |  |  |  | City where the dispatch work is located.
operational_events | crew_dispatch | dispatch_location_latitude |  | DECIMAL(10,7) |  |  |  | Geographic latitude coordinate of the dispatch work site. Used for crew routing and GIS integration.
operational_events | crew_dispatch | dispatch_location_longitude |  | DECIMAL(10,7) |  |  |  | Geographic longitude coordinate of the dispatch work site. Used for crew routing and GIS integration.
operational_events | crew_dispatch | dispatch_location_postal_code |  | STRING |  |  |  | ZIP code of the dispatch work location.
operational_events | crew_dispatch | dispatch_location_state |  | STRING |  |  |  | Two-letter state code where the dispatch work is located.
operational_events | crew_dispatch | dispatch_number |  | STRING |  |  |  | Externally-known unique business identifier for the crew dispatch assignment. Used for tracking and reference across operational systems.
operational_events | crew_dispatch | dispatch_priority |  | STRING |  |  |  | Priority level assigned to the dispatch based on safety, customer impact, and operational criticality. Emergency dispatches receive immediate response.
operational_events | crew_dispatch | dispatch_requested_timestamp |  | TIMESTAMP |  |  |  | Date and time when the dispatch was initially requested or created in the system. Represents the business event time for dispatch initiation.
operational_events | crew_dispatch | dispatch_start_work_timestamp |  | TIMESTAMP |  |  |  | Date and time when the crew began active work on the dispatch assignment.
operational_events | crew_dispatch | dispatch_status |  | STRING |  |  |  | Current lifecycle status of the crew dispatch assignment. Tracks progression from assignment through completion.
operational_events | crew_dispatch | dispatch_type |  | STRING |  |  |  | Classification of the dispatch work activity. Determines crew skill requirements, equipment needs, and response protocols. [ENUM-REF-CANDIDATE: outage_restoration¦emergency_response¦planned_maintenance¦inspection¦meter_service¦new_connection¦disconnection¦tree_trimming¦leak_repair¦damage_assessment¦vegetation_management¦storm_response — promote to reference product]
operational_events | crew_dispatch | estimated_duration_hours |  | DECIMAL(5,2) |  |  |  | Estimated time in hours required to complete the dispatch work. Used for crew scheduling and resource planning.
operational_events | crew_dispatch | hazard_flag |  | BOOLEAN |  |  |  | Indicates whether hazardous conditions are present at the dispatch location requiring special safety protocols.
operational_events | crew_dispatch | last_modified_timestamp |  | TIMESTAMP |  |  |  | Date and time when this dispatch record was last updated in the system.
operational_events | crew_dispatch | scheduled_arrival_date |  | DATE |  |  |  | Planned date for crew arrival at the dispatch location. Used for scheduled maintenance and non-emergency work.
operational_events | crew_dispatch | scheduled_arrival_time_window_end |  | TIMESTAMP |  |  |  | End of the scheduled time window for crew arrival. Used for customer appointment scheduling.
operational_events | crew_dispatch | scheduled_arrival_time_window_start |  | TIMESTAMP |  |  |  | Beginning of the scheduled time window for crew arrival. Used for customer appointment scheduling.
operational_events | crew_dispatch | service_type |  | STRING |  |  |  | Type of utility service this dispatch addresses. Determines crew specialization and safety protocols.
operational_events | crew_dispatch | vehicle_count |  | INT |  |  |  | Number of vehicles deployed for this dispatch.
operational_events | demand_response_event | feeder_id | Distribution Feeder ID | BIGINT |  |  | distribution.feeder.feeder_id | Identifier of the distribution feeder or circuit targeted by this demand response event, linking to the distribution network topology. | IEEE 1547, NERC Reliability Standards
operational_events | demand_response_event | opex_transaction_id | Opex Transaction Id (Foreign Key) | BIGINT |  |  | finance.opex_transaction.opex_transaction_id | Foreign key linking to finance.opex_transaction. Business justification: Demand response events generate incentive payment transactions to participating customers. Essential for DR program cost tracking, regulatory reporting, and cost recovery mechanisms. | Internal - LLM Generated Cross-Domain Link
operational_events | demand_response_event | actual_load_reduction_kw | Actual Load Reduction (kW) | DECIMAL(15,2) |  |  |  | Measured load reduction in kilowatts achieved during the demand response event, calculated from baseline load comparison using Advanced Metering Infrastructure (AMI) or Meter Data Management System (MDMS) interval data. | FERC Order 745, NERC DADS, NAESB WEQ-012 Baseline Standards
operational_events | demand_response_event | ambient_temperature_f | Ambient Temperature (Fahrenheit) | DECIMAL(5,2) |  |  |  | Ambient air temperature in degrees Fahrenheit at the time of the demand response event, captured from weather station data to correlate load reduction performance with thermal conditions. | NOAA Weather Data Standards
operational_events | demand_response_event | baseline_load_kw | Baseline Load (kW) | DECIMAL(15,2) |  |  |  | Calculated baseline load in kilowatts representing the expected load absent the demand response event, used as the reference for measuring actual load reduction. Typically calculated using customer baseline load (CBL) methodologies per NAESB standards. | NAESB WEQ-012 Baseline Standards, FERC Order 745
operational_events | demand_response_event | created_timestamp | Record Created Timestamp | TIMESTAMP |  |  |  | Date and time when this demand response event record was first created in the source system, used for data lineage and audit trail purposes. | Enterprise Data Governance Standards
operational_events | demand_response_event | curtailment_compliance_rate | Curtailment Compliance Rate | DECIMAL(5,2) |  |  |  | Percentage of notified customers who responded to the demand response event, calculated as (customers_responding_count / customers_notified_count) * 100, used to measure program engagement and effectiveness. | FERC Order 2222
operational_events | demand_response_event | customers_notified_count | Customers Notified Count | INT |  |  |  | Total number of customers or service points notified of the demand response event through automated messaging, mobile app alerts, or direct load control signals. | FERC Order 2222, State PUC Consumer Protection Rules
operational_events | demand_response_event | customers_responding_count | Customers Responding Count | INT |  |  |  | Number of customers or service points that actively participated in the demand response event by reducing load, either through voluntary curtailment or direct load control device activation. | FERC Order 2222, NERC DADS
operational_events | demand_response_event | data_source_system | Data Source System | STRING |  |  |  | Name of the operational system that originated this demand response event record, typically Distributed Energy Resource Management System (DERMS), Customer Information System (CIS) DR module, or Meter Data Management System (MDMS). | Enterprise Data Architecture Standards
operational_events | demand_response_event | demand_response_event_id | Demand Response (DR) Event ID | BIGINT |  |  |  | Unique identifier for the demand response event record. Primary key for the demand response event entity. | FERC Order 2222, NERC Reliability Standards | TRUE
operational_events | demand_response_event | derms_integrated_flag | Distributed Energy Resource Management System (DERMS) Integrated Flag | BOOLEAN |  |  |  | Boolean indicator (True/False) denoting whether this demand response event was dispatched and managed through the utility's Distributed Energy Resource Management System (DERMS) platform, enabling automated control and telemetry. | IEEE 2030.5, FERC Order 2222
operational_events | demand_response_event | dispatch_source | Dispatch Source System | STRING |  | derms¦dms¦oms¦manual¦automated_schedule¦market_signal |  | System or mechanism that initiated the demand response event dispatch: Distributed Energy Resource Management System (DERMS), Distribution Management System (DMS), Outage Management System (OMS), manual operator dispatch, automated schedule, or market signal from Regional Transmission Organization (RTO) or Independent System Operator (ISO). | IEEE 2030.5, FERC Order 2222
operational_events | demand_response_event | event_duration_minutes | Demand Response (DR) Event Duration (Minutes) | INT |  |  |  | Total duration of the demand response event in minutes, calculated from event start to event end timestamp. | FERC Order 2222
operational_events | demand_response_event | event_end_timestamp | Demand Response (DR) Event End Timestamp | TIMESTAMP |  |  |  | Date and time when the demand response event curtailment period concluded, marking the end of load reduction dispatch and return to normal operations. | FERC Order 2222, NERC DADS
operational_events | demand_response_event | event_number | Demand Response (DR) Event Number | STRING |  |  |  | Business-facing unique identifier or reference number for the demand response event, used for external communication and reporting. | FERC Order 2222
operational_events | demand_response_event | event_outcome_status | Demand Response (DR) Event Outcome Status | STRING |  | target_met¦target_exceeded¦target_missed¦partial_success¦no_response |  | Assessment of the demand response event outcome relative to target objectives: target met (achieved 90-110% of target), target exceeded (>110% of target), target missed (<90% of target), partial success (50-90% of target), or no response (minimal or no measurable load reduction). | FERC Order 745, NERC DADS
operational_events | demand_response_event | event_start_timestamp | Demand Response (DR) Event Start Timestamp | TIMESTAMP |  |  |  | Date and time when the demand response event curtailment period began, marking the start of load reduction dispatch. | FERC Order 2222, NERC DADS
operational_events | demand_response_event | event_status | Demand Response (DR) Event Status | STRING |  | scheduled¦active¦completed¦cancelled¦failed |  | Current lifecycle status of the demand response event: scheduled (pending activation), active (currently dispatched), completed (event concluded successfully), cancelled (event aborted before or during execution), or failed (event did not achieve operational objectives). | FERC Order 2222, NERC DADS
operational_events | demand_response_event | event_type | Demand Response (DR) Event Type | STRING |  | peak_shaving¦direct_load_control¦voluntary_curtailment¦cpp_activation¦emergency_dr¦economic_dr |  | Classification of the demand response event by operational mechanism: peak shaving (load reduction during system peak), direct load control (utility-controlled device curtailment), voluntary curtailment (customer opt-in reduction), Critical Peak Pricing (CPP) activation (price-signal driven), emergency DR (grid emergency response), or economic DR (market-driven dispatch). | FERC Order 745, NERC Demand Response Availability Data System (DADS)
operational_events | demand_response_event | incentive_payment_amount | Incentive Payment Amount (USD) | DECIMAL(12,2) | confidential |  |  | Total incentive payment amount in US dollars to be paid to participating customers for this demand response event, calculated based on program tariff rates and measured load reduction. | FERC Order 745, State PUC Tariff Schedules
operational_events | demand_response_event | lmp_price_per_mwh | Locational Marginal Price (LMP) per MWh | DECIMAL(10,2) |  |  |  | Locational Marginal Price in dollars per megawatt-hour at the distribution zone or pricing node during the demand response event, used for economic DR event valuation and settlement. | FERC Order 888, RTO/ISO Market Rules
operational_events | demand_response_event | load_reduction_percentage | Load Reduction Percentage | DECIMAL(5,2) |  |  |  | Percentage of target load reduction achieved, calculated as (actual_load_reduction_kw / target_load_reduction_kw) * 100, used to assess event performance. | FERC Order 745
operational_events | demand_response_event | nerc_reportable_flag | North American Electric Reliability Corporation (NERC) Reportable Flag | BOOLEAN |  |  |  | Boolean indicator (True/False) denoting whether this demand response event meets North American Electric Reliability Corporation (NERC) reporting thresholds for Demand Response Availability Data System (DADS) or other reliability reporting requirements. | NERC DADS, NERC Reliability Standards
operational_events | demand_response_event | notification_lead_time_minutes | Notification Lead Time (Minutes) | INT |  |  |  | Number of minutes between customer notification and event start timestamp, representing the advance notice provided to participants. | State PUC DSM Program Guidelines
operational_events | demand_response_event | notification_method | Customer Notification Method | STRING |  | sms¦email¦mobile_app¦ivr¦direct_control_signal¦web_portal |  | Primary communication channel used to notify customers of the demand response event: Short Message Service (SMS), email, mobile application push notification, Interactive Voice Response (IVR) call, direct control signal to smart devices, or web portal alert. | State PUC Consumer Protection Rules
operational_events | demand_response_event | penalty_amount | Penalty Amount (USD) | DECIMAL(12,2) | confidential |  |  | Penalty amount in US dollars assessed for non-compliance or failure to meet contracted demand response obligations, applicable to capacity-based or firm DR programs. | FERC Order 745, State PUC Tariff Schedules
operational_events | demand_response_event | program_name | Demand Response (DR) Program Name | STRING |  |  |  | Name of the demand response or demand-side management program under which this event was dispatched, linking to the utility's portfolio of DR offerings. | FERC Order 2222, State PUC DSM Program Guidelines
operational_events | demand_response_event | puc_reporting_status | Public Utility Commission (PUC) Reporting Status | STRING |  | pending¦submitted¦approved¦rejected |  | Status of regulatory reporting submission to the state Public Utility Commission (PUC) for this demand response event, used for demand-side management program compliance and cost recovery filings. | State PUC Reporting Requirements, NARUC DSM Guidelines
operational_events | demand_response_event | puc_submission_date | Public Utility Commission (PUC) Submission Date | DATE |  |  |  | Date when demand response event data was submitted to the state Public Utility Commission (PUC) as part of demand-side management program reporting or rate case cost recovery documentation. | State PUC Reporting Requirements
operational_events | demand_response_event | rto_iso_event_code | Regional Transmission Organization (RTO) or Independent System Operator (ISO) Event ID | STRING |  |  |  | External event identifier from the Regional Transmission Organization (RTO) or Independent System Operator (ISO) if this demand response event was dispatched in coordination with wholesale market operations or grid emergency procedures. | FERC Order 2222, NERC Reliability Standards |  | TRUE | This is an external identifier referencing an event ID from the Regional Transmission Organization / Independent System Operator (RTO/ISO). The utility receives DR event signals from the RTO/ISO and tracks their external event ID. This is an external system reference, not a modeled entity.
operational_events | demand_response_event | system_peak_load_mw | System Peak Load (MW) | DECIMAL(15,2) |  |  |  | Total system peak load in megawatts at the time of the demand response event, providing context for the event's contribution to peak shaving and grid reliability. | NERC Reliability Standards, FERC Form 714
operational_events | demand_response_event | target_load_reduction_kw | Target Load Reduction (kW) | DECIMAL(15,2) |  |  |  | Planned or target load reduction in kilowatts that the demand response event was designed to achieve, representing the dispatch instruction to the distribution network. | FERC Order 745, NERC DADS
operational_events | demand_response_event | target_zone_code | Target Zone Code | STRING |  |  |  | Geographic or operational zone code identifying the distribution area or load zone targeted for curtailment, used when event scope is broader than a single feeder. | NERC Reliability Standards
operational_events | demand_response_event | triggering_condition | Demand Response (DR) Event Triggering Condition | STRING |  | system_peak¦grid_emergency¦price_signal¦capacity_shortage¦voltage_deviation¦scheduled_test |  | The operational or market condition that initiated the demand response event: system peak (forecasted or actual peak load), grid emergency (reliability threat), price signal (high Locational Marginal Price or CPP threshold), capacity shortage (insufficient generation reserves), voltage deviation (distribution voltage issue), or scheduled test (program validation exercise). | NERC Reliability Standards, FERC Order 745
operational_events | demand_response_event | updated_timestamp | Record Updated Timestamp | TIMESTAMP |  |  |  | Date and time when this demand response event record was last modified in the source system, used for change tracking and data synchronization. | Enterprise Data Governance Standards
operational_events | demand_response_event | weather_condition | Weather Condition Description | STRING |  |  |  | Description of prevailing weather conditions during the demand response event (e.g., extreme heat, cold snap, high humidity), used for event performance analysis and forecasting model refinement. | NOAA Weather Data Standards
operational_events | der_dispatch | demand_response_event_id | Der Dispatch - Demand Response Event Id | BIGINT |  |  | distribution.demand_response_event.demand_response_event_id | Foreign key linking to the demand response event for which this DER asset was dispatched | Internal - M:N Association FK
operational_events | der_dispatch | der_interconnection_id | Der Dispatch - Der Interconnection Id | BIGINT |  |  | distribution.der_interconnection.der_interconnection_id | Foreign key linking to the DER interconnection asset being dispatched for this demand response event | Internal - M:N Association FK
operational_events | der_dispatch | baseline_kw | Baseline Load (kW) | DECIMAL(10,3) |  |  |  | Calculated baseline load for this specific DER asset during the demand response event window, representing expected load absent the DR event. Used to calculate actual load reduction achieved. Explicitly identified in detection phase relationship data.
operational_events | der_dispatch | communication_status | Communication Status | STRING |  |  |  | Status of the communication attempt to dispatch this DER asset for this event. Tracks whether the DERMS successfully communicated with the DER inverter or controller.
operational_events | der_dispatch | compliance_flag | Compliance Flag | BOOLEAN |  |  |  | Boolean indicator of whether this DER asset met its contractual or program-defined response obligation for this demand response event. Drives incentive payment and penalty assessment. Explicitly identified in detection phase relationship data.
operational_events | der_dispatch | created_timestamp | Created Timestamp | TIMESTAMP |  |  |  | System timestamp when this DER dispatch record was created in the DERMS or DR management system.
operational_events | der_dispatch | der_dispatch_id | DER Dispatch ID | BIGINT |  |  |  | Unique surrogate identifier for each DER dispatch record. Primary key for the association. |  | TRUE
operational_events | der_dispatch | dispatch_instruction | Dispatch Instruction | STRING |  |  |  | Operational instruction sent to this DER asset for this event (e.g., curtail to 50% capacity, discharge battery at 5kW, disable EV charging). Captures asset-specific dispatch commands from DERMS.
operational_events | der_dispatch | dispatch_timestamp | Dispatch Timestamp | TIMESTAMP |  |  |  | Date and time when the dispatch instruction was sent to this specific DER asset for this demand response event. May differ from event start time due to staggered dispatch or asset-specific lead times. Explicitly identified in detection phase relationship data.
operational_events | der_dispatch | incentive_earned | Incentive Earned | DECIMAL(12,2) |  |  |  | Financial incentive amount in US dollars earned by this DER asset for participation in this specific demand response event. Calculated based on response_kw, compliance_flag, and program tariff rates. Used for DR program settlement. Explicitly identified in detection phase relationship data.
operational_events | der_dispatch | opt_out_flag | Opt-Out Flag | BOOLEAN |  |  |  | Boolean indicator of whether the customer or DER asset operator exercised an opt-out right for this specific demand response event. Affects compliance assessment and incentive calculation. Explicitly identified in detection phase relationship data.
operational_events | der_dispatch | participation_status | Participation Status | STRING |  |  |  | Current status of this DER asset's participation in the demand response event. Tracks lifecycle from dispatch through completion and compliance assessment. Explicitly identified in detection phase relationship data.
operational_events | der_dispatch | response_duration_minutes | Response Duration (Minutes) | INT |  |  |  | Actual duration in minutes that this DER asset actively responded to the demand response event. May differ from overall event duration if the asset was dispatched late, released early, or experienced operational issues. Explicitly identified in detection phase relationship data.
operational_events | der_dispatch | response_kw | Response Capacity (kW) | DECIMAL(10,3) |  |  |  | Actual load reduction or curtailment capacity delivered by this DER asset during the demand response event, measured in kilowatts. This is the measured performance specific to this DER-event combination. Explicitly identified in detection phase relationship data.
operational_events | der_dispatch | updated_timestamp | Updated Timestamp | TIMESTAMP |  |  |  | System timestamp when this DER dispatch record was last updated, typically after performance measurement and compliance assessment.
operational_events | distribution_outage_event | compliance_event_id | Compliance Event Id (Foreign Key) | BIGINT |  |  | regulatory.compliance_event.compliance_event_id | Foreign key linking to regulatory.compliance_event. Business justification: Outages violating reliability standards generate compliance events with potential penalties. Core regulatory reporting: linking outages to compliance violations for SAIDI/SAIFI standard enforcement an | Internal - LLM Generated Cross-Domain Link
operational_events | distribution_outage_event | cost_center_id | Cost Center Id (Foreign Key) | BIGINT |  |  | finance.cost_center.cost_center_id | Foreign key linking to finance.cost_center. Business justification: Outage restoration costs (labor, materials, equipment) are allocated to cost centers for expense tracking, budgeting, and regulatory reporting. Essential for storm cost recovery and rate case preparat | Internal - LLM Generated Cross-Domain Link
operational_events | distribution_outage_event | distribution_substation_id | Substation ID | BIGINT |  |  | distribution.distribution_substation.distribution_substation_id | Identifier of the distribution substation from which the affected feeder originates. Links to the substation master record. Used for substation-level outage aggregation and reliability performance reporting. | ESRI ArcGIS GIS Network Model; NERC Reliability Standards
operational_events | distribution_outage_event | docket_id | Docket Id (Foreign Key) | BIGINT |  |  | regulatory.docket.docket_id | Foreign key linking to regulatory.docket. Business justification: Major outages trigger regulatory investigations, penalty proceedings, and reliability improvement orders. Direct business need: linking outage events to resulting regulatory dockets for penalty tracki | Internal - LLM Generated Cross-Domain Link
operational_events | distribution_outage_event | feeder_id | Distribution Feeder ID | BIGINT |  |  | distribution.feeder.feeder_id | Identifier of the distribution feeder (circuit) on which the outage event originated or had the greatest impact. Links to the distribution feeder master record in the GIS/network model. Used for feeder-level reliability performance analysis and SAIDI/SAIFI disaggregation. | ESRI ArcGIS GIS Network Model; IEEE 1366-2012
operational_events | distribution_outage_event | opex_transaction_id | Opex Transaction Id (Foreign Key) | BIGINT |  |  | finance.opex_transaction.opex_transaction_id | Foreign key linking to finance.opex_transaction. Business justification: Outage restoration costs generate O&M expense transactions for labor, materials, and equipment. Essential for storm cost tracking, regulatory reporting, and potential cost recovery filings. | Internal - LLM Generated Cross-Domain Link
operational_events | distribution_outage_event | protective_device_id | Protective Device Asset ID | BIGINT | internal,pii |  | distribution.protective_device.protective_device_id | Asset identifier of the protective device (recloser, fuse, breaker, sectionalizer) that operated during this outage event, as recorded in the GIS or EAM system. Used to track device operation history and support asset reliability analysis. | Oracle WAM / IBM Maximo EAM; ESRI ArcGIS GIS Network Model
operational_events | distribution_outage_event | work_order_id | Work Order Id (Foreign Key) | BIGINT |  |  | asset.work_order.work_order_id | Foreign key linking to asset.work_order. Business justification: Outages trigger corrective maintenance work orders for equipment repair, replacement, or investigation. Links operational reliability events to asset maintenance execution, enabling outage cost tracki | Internal - LLM Generated Cross-Domain Link
operational_events | distribution_outage_event | actual_customers_affected | Actual Customers Affected | INT |  |  |  | Verified count of customer service points that experienced an interruption during this outage event, confirmed after restoration. This is the authoritative figure used in SAIDI and SAIFI index calculations reported to the PUC. Distinct from estimated_customers_affected which is the initial OMS estimate. | IEEE 1366-2012 Section 4; State PUC Reliability Reporting Requirements
operational_events | distribution_outage_event | caidi_minutes | Customer Average Interruption Duration Index (CAIDI) (Minutes) | DECIMAL(10,4) |  |  |  | Customer Average Interruption Duration Index (CAIDI) for this event, representing the average restoration time experienced by affected customers. Calculated as outage_duration_minutes / 1 (per-event basis) or as SAIDI contribution / SAIFI contribution at the event level. Used in PUC reliability performance benchmarking. | IEEE 1366-2012 Section 4.3; State PUC Reliability Reporting Requirements
operational_events | distribution_outage_event | cause_code | Outage Cause Code | STRING |  |  |  | Standardized cause code identifying the primary reason for the outage, sourced from the OMS cause code library. Common values include: weather, equipment_failure, animal, vegetation, vehicle, human_error, unknown, scheduled_maintenance, third_party. [ENUM-REF-CANDIDATE: weather¦equipment_failure¦animal¦vegetation¦vehicle¦human_error¦unknown¦scheduled_maintenance¦third_party¦overload — promote to reference product] | IEEE 1366-2012 Annex A; EEI Reliability Survey Cause Codes
operational_events | distribution_outage_event | cause_description | Outage Cause Description | STRING |  |  |  | Free-text narrative description of the outage cause as entered by the field crew or OMS operator, providing additional context beyond the standardized cause code. Used for post-event analysis and regulatory reporting narratives. | IEEE 1366-2012; State PUC Reliability Reporting Requirements
operational_events | distribution_outage_event | created_timestamp | Record Created Timestamp | TIMESTAMP |  |  |  | Date and time when this outage event record was first created in the OMS or ingested into the Silver layer data product. Used for data lineage, audit trail, and SLA measurement of event creation-to-restoration cycle times. | SOX Internal Controls; Data Governance Policy
operational_events | distribution_outage_event | crew_arrival_timestamp | Crew Arrival Timestamp | TIMESTAMP |  |  |  | Date and time when the first field crew arrived at the fault location. Used to calculate crew response time (crew_arrival_timestamp minus outage_start_timestamp) for operational performance monitoring and PUC reporting on emergency response. | State PUC Reliability Reporting Requirements; Schneider Electric AMS / GE PowerOn OMS
operational_events | distribution_outage_event | crew_dispatch_id | Crew Dispatch ID | BIGINT |  |  |  | Identifier of the crew dispatch or work order record associated with this outage event, linking to the workforce/work management system (Oracle WAM or IBM Maximo). Used to correlate outage events with crew response times, labor costs, and O&M reporting. | Oracle WAM / IBM Maximo EAM; Schneider Electric AMS / GE PowerOn OMS
operational_events | distribution_outage_event | crew_dispatch_timestamp | Crew Dispatch Timestamp | TIMESTAMP |  |  |  | Date and time when the field crew was dispatched from the OMS/dispatch center to respond to this outage event. Used to measure dispatch response time and crew mobilization performance. | Schneider Electric AMS / GE PowerOn OMS; State PUC Reliability Reporting Requirements
operational_events | distribution_outage_event | customers_restored_partial | Customers Restored via Partial Restoration | INT |  |  |  | Number of customers restored through partial restoration switching actions before the final full restoration of the outage event. Populated only when partial_restoration_flag is True. Used for accurate CAIDI calculation when restoration occurs in stages. | IEEE 1366-2012 Section 4.3; State PUC Reliability Reporting Requirements
operational_events | distribution_outage_event | distribution_outage_event_id | Outage Event ID | BIGINT |  |  |  | Unique surrogate identifier for the outage event record in the distribution domain Silver layer. Primary key for this entity. | IEEE 1366-2012 Guide for Electric Power Distribution Reliability Indices | TRUE
operational_events | distribution_outage_event | estimated_customers_affected | Estimated Customers Affected | INT |  |  |  | Initial estimate of the number of customer service points interrupted by this outage event, as determined by the OMS at the time of event creation based on network topology and affected equipment. Used for early situational awareness and crew dispatch prioritization. | IEEE 1366-2012 Section 4; Schneider Electric AMS / GE PowerOn OMS
operational_events | distribution_outage_event | event_number | Outage Event Number | STRING |  |  |  | Externally-known alphanumeric identifier assigned by the Outage Management System (OMS) — e.g., Schneider Electric AMS or GE PowerOn — used for cross-system reference, crew dispatch tickets, and regulatory reporting. This is the business-facing event number communicated to field crews and regulators. | IEEE 1366-2012; Schneider Electric AMS / GE PowerOn OMS
operational_events | distribution_outage_event | event_status | Outage Event Status | STRING |  | open¦in_progress¦restored¦closed¦cancelled |  | Current lifecycle state of the outage event as tracked in the OMS. 'open' = outage confirmed but crew not yet dispatched; 'in_progress' = crew dispatched and working restoration; 'restored' = power restored to all affected customers; 'closed' = event fully documented and closed; 'cancelled' = event determined to be a false alarm or duplicate. | IEEE 1366-2012; Schneider Electric AMS / GE PowerOn OMS
operational_events | distribution_outage_event | fault_latitude | Fault Location Latitude | DECIMAL(9,6) | restricted,pii_address |  |  | Geographic latitude coordinate (decimal degrees, WGS84) of the confirmed fault location, as captured by field crew GPS or GIS snap. Used for spatial analysis of outage patterns, vegetation management targeting, and storm damage assessment. | ESRI ArcGIS GIS Network Model; WGS84 Coordinate Reference System
operational_events | distribution_outage_event | fault_location_description | Fault Location Description | STRING |  |  |  | Free-text description of the physical location where the fault or outage cause was identified (e.g., pole number, street address, GPS coordinates, landmark). Captured by field crew upon arrival and entered into the OMS. Supports post-event analysis and asset failure pattern identification. | Schneider Electric AMS / GE PowerOn OMS; ESRI ArcGIS
operational_events | distribution_outage_event | fault_longitude | Fault Location Longitude | DECIMAL(9,6) | restricted,pii_address |  |  | Geographic longitude coordinate (decimal degrees, WGS84) of the confirmed fault location, as captured by field crew GPS or GIS snap. Used in conjunction with fault_latitude for spatial outage analysis and GIS-based reliability reporting. | ESRI ArcGIS GIS Network Model; WGS84 Coordinate Reference System
operational_events | distribution_outage_event | ieee1366_exclusion_flag | IEEE 1366 Exclusion Flag | BOOLEAN |  |  |  | Indicates whether this outage event is excluded from SAIDI/SAIFI/CAIDI index calculations per IEEE 1366-2012 major event day (MED) criteria or other exclusion rules (e.g., planned outages, momentary events). True = excluded from reliability indices; False = included in reliability index calculations. | IEEE 1366-2012 Section 5 (Major Event Day Exclusion Criteria)
operational_events | distribution_outage_event | ieee1366_exclusion_reason | IEEE 1366 Exclusion Reason | STRING |  | major_event_day¦planned_outage¦momentary¦loss_of_supply¦scheduled_maintenance¦other |  | Reason code explaining why this outage event is excluded from IEEE 1366 reliability index calculations. Populated only when ieee1366_exclusion_flag is True. 'major_event_day' = event occurred on a day classified as a Major Event Day per IEEE 1366 beta method; 'planned_outage' = scheduled interruption; 'momentary' = duration under 5 minutes; 'loss_of_supply' = bulk transmission supply failure. | IEEE 1366-2012 Section 5; State PUC Reliability Reporting Requirements
operational_events | distribution_outage_event | major_event_day_flag | Major Event Day (MED) Flag | BOOLEAN |  |  |  | Indicates whether this outage event occurred on a day classified as a Major Event Day (MED) per the IEEE 1366 beta method. True = MED day; events on MED days are typically excluded from normalized SAIDI/SAIFI calculations. Directly drives the ieee1366_exclusion_flag for weather-related exclusions. | IEEE 1366-2012 Section 5.1 (Beta Method for Major Event Day Classification)
operational_events | distribution_outage_event | momentary_interruption_count | Momentary Interruption Count | INT |  |  |  | Number of momentary interruptions (each less than 5 minutes) associated with this outage event, typically caused by recloser operations before a sustained outage is declared. Used to calculate the Momentary Average Interruption Frequency Index (MAIFI) per IEEE 1366. | IEEE 1366-2012 Section 4.4 (MAIFI); State PUC Reliability Reporting Requirements
operational_events | distribution_outage_event | mutual_aid_flag | Mutual Aid Flag | BOOLEAN |  |  |  | Indicates whether mutual aid crews from another utility were requested or utilized to restore this outage event. True = mutual aid activated; False = restored with own crews. Relevant for storm restoration cost tracking, mutual aid agreement compliance, and FEMA reimbursement documentation. | NERC Reliability Standards; State PUC Storm Restoration Reporting Requirements
operational_events | distribution_outage_event | nerc_reportable_flag | North American Electric Reliability Corporation (NERC) Reportable Flag | BOOLEAN |  |  |  | Indicates whether this outage event meets NERC reporting thresholds and must be submitted as a disturbance report (OE-417 or equivalent). True = NERC reportable event; False = below NERC reporting threshold. Supports compliance with NERC reliability standards. | NERC Reliability Standards; DOE OE-417 Electric Emergency Incident and Disturbance Report
operational_events | distribution_outage_event | oms_event_code | Outage Management System (OMS) Event ID | STRING |  |  |  | Native event identifier from the source Outage Management System (Schneider Electric AMS or GE PowerOn OMS). Preserved for lineage traceability and cross-system reconciliation between the Silver layer and the operational OMS. Distinct from the surrogate outage_event_id. | Schneider Electric AMS / GE PowerOn OMS |  | TRUE | OMS (Outage Management System) event ID is an external system identifier referencing this outage event in the OMS. The outage event is already modeled in this table; this column just cross-references the external OMS system's ID for the same event.
operational_events | distribution_outage_event | outage_duration_minutes | Outage Duration (Minutes) | INT |  |  |  | Total duration of the outage event in minutes, calculated as the difference between restoration_timestamp and outage_start_timestamp. Stored as a business attribute to support SAIDI/SAIFI/CAIDI index calculations and regulatory reporting without requiring real-time computation. Null if restoration has not yet occurred. | IEEE 1366-2012 Section 4; State PUC Reliability Reporting Requirements
operational_events | distribution_outage_event | outage_start_timestamp | Outage Start Timestamp | TIMESTAMP |  |  |  | Date and time (ISO 8601 with timezone offset) when the outage event began — i.e., when the interruption to customer electric service was first confirmed by the OMS. This is the principal real-world event time used as the basis for outage duration calculations and SAIDI/SAIFI index reporting. | IEEE 1366-2012 Section 3; NERC Reliability Standards
operational_events | distribution_outage_event | outage_type | Outage Type | STRING |  | unplanned¦planned¦momentary |  | Classification of the outage event by its nature. 'unplanned' = sustained interruption caused by an unexpected fault or failure; 'planned' = scheduled interruption for maintenance or construction (excluded from SAIDI/SAIFI per IEEE 1366); 'momentary' = interruption lasting less than 5 minutes (excluded from sustained SAIDI/SAIFI but tracked for MAIFI). | IEEE 1366-2012 Section 4; NERC Reliability Standards
operational_events | distribution_outage_event | partial_restoration_flag | Partial Restoration Flag | BOOLEAN |  |  |  | Indicates whether a partial restoration was performed during this outage event — i.e., some customers were restored via switching before the full fault repair was completed. True = partial restoration occurred; False = all customers restored simultaneously. Relevant for multi-step restoration tracking and CAIDI accuracy. | IEEE 1366-2012; Schneider Electric AMS / GE PowerOn OMS
operational_events | distribution_outage_event | partial_restoration_timestamp | Partial Restoration Timestamp | TIMESTAMP |  |  |  | Date and time when the first partial restoration of customers was achieved through switching, prior to full fault repair. Populated only when partial_restoration_flag is True. Used in multi-step CAIDI calculations. | IEEE 1366-2012 Section 4.3; Schneider Electric AMS / GE PowerOn OMS
operational_events | distribution_outage_event | protective_device_type | Protective Device Type | STRING |  | recloser¦fuse¦breaker¦sectionalizer¦other |  | Type of protective device that operated to isolate the fault and initiate the outage event. Used for equipment failure analysis, recloser operation tracking, and momentary vs. sustained interruption classification. | IEEE 1366-2012; NERC Reliability Standards; Schneider Electric AMS / GE PowerOn OMS
operational_events | distribution_outage_event | puc_reportable_flag | Public Utility Commission (PUC) Reportable Flag | BOOLEAN |  |  |  | Indicates whether this outage event meets the threshold for mandatory reporting to the State Public Utility Commission (PUC) — e.g., events affecting more than a defined number of customers or exceeding a duration threshold. True = must be included in PUC reliability report; False = below reporting threshold. | State PUC Reliability Reporting Requirements; NERC Reliability Standards
operational_events | distribution_outage_event | reporting_period | Regulatory Reporting Period | STRING |  |  |  | The regulatory reporting period (e.g., '2024-Q1', '2024-Annual') to which this outage event is attributed for SAIDI/SAIFI/CAIDI index reporting to the State PUC. Supports period-based reliability index aggregation and regulatory filing preparation. | State PUC Reliability Reporting Requirements; IEEE 1366-2012
operational_events | distribution_outage_event | restoration_method | Restoration Method | STRING |  | crew_repair¦switching¦auto_recloser¦fuse_replacement¦remote_switching¦temporary_bypass |  | Method used to restore power to affected customers. 'crew_repair' = physical repair of damaged equipment by field crew; 'switching' = manual switching to alternate supply path; 'auto_recloser' = automatic recloser operation restored supply; 'fuse_replacement' = blown fuse replaced; 'remote_switching' = SCADA/DMS-initiated remote switching; 'temporary_bypass' = temporary cable or jumper installed pending permanent repair. | IEEE 1366-2012; Schneider Electric AMS / GE PowerOn OMS
operational_events | distribution_outage_event | restoration_timestamp | Restoration Timestamp | TIMESTAMP |  |  |  | Date and time (ISO 8601 with timezone offset) when power was fully restored to all customers affected by this outage event. Null if the event is still open or in progress. Used with outage_start_timestamp to compute outage duration and CAIDI. | IEEE 1366-2012 Section 3; State PUC Reliability Reporting Requirements
operational_events | distribution_outage_event | saidi_contribution_minutes | System Average Interruption Duration Index (SAIDI) Contribution (Minutes) | DECIMAL(10,4) |  |  |  | This event's contribution to the System Average Interruption Duration Index (SAIDI), calculated as (actual_customers_affected × outage_duration_minutes) / total_customers_served. Stored per event to enable period-level SAIDI aggregation for PUC reliability reporting. Zero for IEEE 1366 excluded events. | IEEE 1366-2012 Section 4.2; State PUC Reliability Reporting Requirements
operational_events | distribution_outage_event | saifi_contribution | System Average Interruption Frequency Index (SAIFI) Contribution | DECIMAL(10,6) |  |  |  | This event's contribution to the System Average Interruption Frequency Index (SAIFI), calculated as actual_customers_affected / total_customers_served. Stored per event to enable period-level SAIFI aggregation for PUC reliability reporting. Zero for IEEE 1366 excluded events. | IEEE 1366-2012 Section 4.1; State PUC Reliability Reporting Requirements
operational_events | distribution_outage_event | service_territory_code | Service Territory Code | STRING |  |  |  | Code identifying the utility's service territory or operating division in which the outage event occurred. Used for geographic disaggregation of reliability indices across service areas and for multi-territory PUC reporting. | State PUC Service Territory Definitions; FERC Form 1
operational_events | distribution_outage_event | updated_timestamp | Record Last Updated Timestamp | TIMESTAMP |  |  |  | Date and time when this outage event record was most recently modified in the Silver layer, reflecting updates from the OMS such as cause code revisions, customer count corrections, or restoration confirmation. Used for incremental data pipeline processing and audit trail. | SOX Internal Controls; Data Governance Policy
operational_events | distribution_outage_event | weather_condition | Weather Condition at Time of Outage | STRING |  |  |  | Prevailing weather condition at the time and location of the outage event, as recorded by the OMS operator or derived from weather service data. Used for weather-normalized reliability analysis and major event day (MED) classification under IEEE 1366. [ENUM-REF-CANDIDATE: normal¦wind¦ice¦snow¦lightning¦flood¦heat¦hurricane¦tornado¦other — promote to reference product if expanded] | IEEE 1366-2012 Section 5 (Major Event Day); NOAA Weather Data Integration
operational_events | gas_leak_survey | compliance_event_id | Compliance Event Id (Foreign Key) | BIGINT |  |  | regulatory.compliance_event.compliance_event_id | Foreign key linking to regulatory.compliance_event. Business justification: Detected leaks violating safety standards become compliance events with repair deadlines and potential penalties. Core safety regulatory process: linking leak findings to compliance violations for PHM | Internal - LLM Generated Cross-Domain Link
operational_events | gas_leak_survey | compliance_obligation_id | Compliance Obligation Id (Foreign Key) | BIGINT |  |  | regulatory.compliance_obligation.compliance_obligation_id | Foreign key linking to regulatory.compliance_obligation. Business justification: Leak surveys fulfill PHMSA pipeline safety obligations and state-mandated inspection frequencies. Direct regulatory compliance: linking surveys to the specific obligations they satisfy for audit and p | Internal - LLM Generated Cross-Domain Link
operational_events | gas_leak_survey | cost_center_id | Cost Center Id (Foreign Key) | BIGINT |  |  | finance.cost_center.cost_center_id | Foreign key linking to finance.cost_center. Business justification: Leak survey program costs are allocated to cost centers for O&M expense tracking, PHMSA compliance reporting, and regulatory cost recovery. Essential for gas safety program accounting. | Internal - LLM Generated Cross-Domain Link
operational_events | gas_leak_survey | gas_main_id | Gas Main ID | BIGINT |  |  | distribution.gas_main.gas_main_id | Foreign key reference to the gas distribution main or service lateral segment that was surveyed. Links to the GIS network topology for the pipeline segment. | PHMSA 49 CFR Part 192
operational_events | gas_leak_survey | opex_transaction_id | Opex Transaction Id (Foreign Key) | BIGINT |  |  | finance.opex_transaction.opex_transaction_id | Foreign key linking to finance.opex_transaction. Business justification: Leak survey activities generate O&M expense transactions for labor and equipment costs. Required for PHMSA compliance cost tracking and regulatory reporting. | Internal - LLM Generated Cross-Domain Link
operational_events | gas_leak_survey | repair_work_order_id | Repair Work Order ID | BIGINT |  |  | asset.work_order.work_order_id | Foreign key reference to the work order created for leak repair. Links to EAM system (Oracle WAM, IBM Maximo) for repair tracking and completion verification. Null if no repair required. | PHMSA 49 CFR Part 192
operational_events | gas_leak_survey | work_order_id | Surveyor ID | BIGINT |  |  | asset.work_order.work_order_id | Foreign key reference to the employee or contractor who performed the leak survey. Links to workforce management system for qualification tracking and audit trail. | PHMSA 49 CFR Part 192.805
operational_events | gas_leak_survey | ambient_temperature_f | Ambient Temperature (Fahrenheit) | DECIMAL(5,2) |  |  |  | Ambient air temperature in degrees Fahrenheit at the time of survey. Temperature affects gas dispersion and detector sensitivity. | PHMSA 49 CFR Part 192.706
operational_events | gas_leak_survey | created_timestamp | Created Timestamp | TIMESTAMP |  |  |  | Timestamp when this gas leak survey record was first created in the system. Used for audit trail and data lineage tracking. | Enterprise Data Governance Framework
operational_events | gas_leak_survey | data_source_system | Data Source System | STRING |  |  |  | Name of the operational system from which this survey record originated (e.g., Oracle WAM, IBM Maximo, ESRI ArcGIS mobile survey app). Used for data lineage and reconciliation. | Enterprise Data Governance Framework
operational_events | gas_leak_survey | gas_concentration_ppm | Gas Concentration (PPM) | INT |  |  |  | Measured natural gas concentration in parts per million (PPM) at the leak location. Used for leak grade classification and hazard assessment. Null if no leak detected. | PHMSA 49 CFR Part 192.723
operational_events | gas_leak_survey | gas_leak_survey_id | Gas Leak Survey ID | BIGINT |  |  |  | Unique identifier for the gas leak survey record. Primary key for the gas leak survey transaction. | PHMSA 49 CFR Part 192 | TRUE
operational_events | gas_leak_survey | leak_detected_flag | Leak Detected Flag | BOOLEAN |  |  |  | Boolean indicator of whether a gas leak was detected during this survey. True if leak found; False if no leak detected. | PHMSA 49 CFR Part 192.723
operational_events | gas_leak_survey | leak_grade | Leak Grade Classification | STRING |  | Grade 1¦Grade 2¦Grade 3¦no leak |  | AGA and PHMSA leak classification. Grade 1 is hazardous requiring immediate repair; Grade 2 is non-hazardous requiring scheduled repair within one year; Grade 3 is non-hazardous monitored annually. | AGA Leak Classification Standard, PHMSA 49 CFR Part 192.703
operational_events | gas_leak_survey | leak_latitude | Leak Latitude | DECIMAL(10,7) | restricted,pii_address |  |  | GPS latitude coordinate of the detected leak location in decimal degrees. Used for GIS mapping and spatial analysis of leak patterns. | ESRI ArcGIS Spatial Reference
operational_events | gas_leak_survey | leak_location_description | Leak Location Description | STRING |  |  |  | Textual description of the precise leak location on the pipeline segment (e.g., valve body, joint, service tee, main-to-lateral connection). Used for repair crew dispatch and work order generation. | PHMSA 49 CFR Part 192.723
operational_events | gas_leak_survey | leak_longitude | Leak Longitude | DECIMAL(10,7) | restricted,pii_address |  |  | GPS longitude coordinate of the detected leak location in decimal degrees. Used for GIS mapping and spatial analysis of leak patterns. | ESRI ArcGIS Spatial Reference
operational_events | gas_leak_survey | leak_size_estimate_mcf_per_day | Leak Size Estimate (MCF per Day) | DECIMAL(12,4) |  |  |  | Estimated volumetric leak rate in thousand cubic feet (MCF) of natural gas per day. Used for emissions reporting and repair prioritization. Null if no leak detected. | EPA Greenhouse Gas Reporting Program, PHMSA 49 CFR Part 192
operational_events | gas_leak_survey | operating_pressure_psig | Operating Pressure (PSIG) | DECIMAL(8,2) |  |  |  | Operating pressure of the gas distribution system at the survey location in pounds per square inch gauge (PSIG). Used for leak grade classification and hazard assessment. | PHMSA 49 CFR Part 192.619
operational_events | gas_leak_survey | phmsa_incident_number | Pipeline and Hazardous Materials Safety Administration (PHMSA) Incident Number | STRING |  |  |  | PHMSA-assigned incident tracking number for reportable gas leaks. Used for federal regulatory compliance and incident investigation tracking. Null if not PHMSA-reportable. | PHMSA 49 CFR Part 191
operational_events | gas_leak_survey | phmsa_reportable_flag | Pipeline and Hazardous Materials Safety Administration (PHMSA) Reportable Flag | BOOLEAN |  |  |  | Boolean indicator of whether this leak meets PHMSA federal reporting thresholds (e.g., incident causing injury, death, or significant property damage). True if reportable to PHMSA; False otherwise. | PHMSA 49 CFR Part 191
operational_events | gas_leak_survey | pipeline_diameter_inches | Pipeline Diameter (Inches) | DECIMAL(6,2) |  |  |  | Nominal diameter of the surveyed pipeline segment in inches. Used for leak size estimation and repair planning. | PHMSA 49 CFR Part 192
operational_events | gas_leak_survey | pipeline_material | Pipeline Material | STRING |  |  |  | Material composition of the surveyed pipeline segment. PE is polyethylene; HDPE is high-density polyethylene. Material type affects leak risk and survey frequency requirements. [ENUM-REF-CANDIDATE: steel¦cast iron¦plastic¦PE¦HDPE¦copper¦bare steel¦coated steel — 8 candidates stripped; promote to reference product] | PHMSA 49 CFR Part 192.281
operational_events | gas_leak_survey | pipeline_segment_type | Pipeline Segment Type | STRING |  | main¦service lateral¦riser¦meter set¦valve¦regulator station |  | Classification of the pipeline infrastructure component surveyed. Main is distribution backbone; service lateral is customer connection; riser is vertical pipe to meter. | PHMSA 49 CFR Part 192
operational_events | gas_leak_survey | prior_survey_date | Prior Survey Date | DATE |  |  |  | Date of the most recent previous leak survey performed on this pipeline segment. Used to verify compliance with PHMSA survey frequency requirements. | PHMSA 49 CFR Part 192.723
operational_events | gas_leak_survey | puc_reporting_status | Public Utility Commission (PUC) Reporting Status | STRING |  | not required¦pending¦submitted¦accepted¦rejected |  | Status of regulatory reporting submission to the state Public Utility Commission. Grade 1 and Grade 2 leaks typically require PUC notification. | State PUC Regulations
operational_events | gas_leak_survey | puc_submission_date | Public Utility Commission (PUC) Submission Date | DATE |  |  |  | Date on which the leak survey record was submitted to the state Public Utility Commission for regulatory compliance reporting. Null if not yet submitted or not required. | State PUC Regulations
operational_events | gas_leak_survey | repair_completion_date | Repair Completion Date | DATE |  |  |  | Actual date on which the leak repair was completed and verified. Used for regulatory compliance reporting and SAIDI/SAIFI reliability metrics. Null if repair not yet completed. | PHMSA 49 CFR Part 192.703
operational_events | gas_leak_survey | repair_due_date | Repair Due Date | DATE |  |  |  | Regulatory deadline by which the detected leak must be repaired. Grade 1 leaks require immediate action; Grade 2 leaks must be repaired within 12 months per PHMSA. Null if no repair required. | PHMSA 49 CFR Part 192.703
operational_events | gas_leak_survey | repair_priority | Repair Priority | STRING |  | immediate¦urgent¦scheduled¦monitor¦no repair required |  | Work order priority classification for leak repair. Immediate for Grade 1 hazardous leaks; scheduled for Grade 2; monitor for Grade 3. | PHMSA 49 CFR Part 192.703
operational_events | gas_leak_survey | service_territory_state | Service Territory State | STRING |  |  |  | Two-letter state code where the survey was performed. Used for state PUC regulatory reporting and jurisdictional compliance tracking. | NARUC State Regulatory Framework
operational_events | gas_leak_survey | survey_crew_size | Survey Crew Size | INT |  |  |  | Number of personnel assigned to the survey crew. Used for workforce planning and cost allocation. | OSHA Safety Standards
operational_events | gas_leak_survey | survey_date | Survey Date | DATE |  |  |  | The date on which the leak survey or investigation was performed in the field. Principal business event timestamp for the survey transaction. | PHMSA 49 CFR Part 192.723
operational_events | gas_leak_survey | survey_duration_hours | Survey Duration (Hours) | DECIMAL(6,2) |  |  |  | Total time in hours spent performing the leak survey. Used for labor cost tracking and productivity analysis. | Enterprise Asset Management Standards
operational_events | gas_leak_survey | survey_external_code | Survey External Identifier | STRING |  |  |  | External business identifier for the survey as recorded in the source system (e.g., Oracle WAM, IBM Maximo work order number or survey ticket number). Used for cross-system reconciliation and audit trail. | PHMSA 49 CFR Part 192 |  | TRUE | The column name explicitly contains 'external', indicating this is an external system identifier for the survey (e.g., from a mobile field survey application or regulatory reporting system).
operational_events | gas_leak_survey | survey_frequency_months | Survey Frequency (Months) | INT |  |  |  | Regulatory-mandated survey frequency in months for this pipeline segment. PHMSA requires annual surveys for business districts, multi-year for less critical areas. Used for compliance scheduling. | PHMSA 49 CFR Part 192.723
operational_events | gas_leak_survey | survey_method | Survey Method | STRING |  | bar-hole¦CGI¦flame ionization¦infrared camera¦soap bubble¦electronic detector |  | The leak detection method or technology used during the survey. CGI is Combustible Gas Indicator; bar-hole is physical probe method; flame ionization is laboratory-grade detector. | PHMSA 49 CFR Part 192.706
operational_events | gas_leak_survey | survey_notes | Survey Notes | STRING |  |  |  | Free-text field for surveyor observations, special conditions, access issues, or other contextual information relevant to the survey. Used for audit trail and follow-up investigation. | PHMSA 49 CFR Part 192
operational_events | gas_leak_survey | survey_status | Survey Status | STRING |  | scheduled¦in progress¦completed¦cancelled¦pending review¦approved |  | Current lifecycle status of the survey record. Tracks progression from scheduling through completion and regulatory approval. | PHMSA 49 CFR Part 192
operational_events | gas_leak_survey | survey_type | Survey Type | STRING |  | leak survey¦leak investigation¦follow-up survey¦routine patrol¦special survey¦damage assessment |  | Classification of the survey activity. Leak survey is routine PHMSA-mandated inspection; leak investigation is response to reported leak; follow-up survey is re-inspection of previously identified leak. | PHMSA 49 CFR Part 192.723
operational_events | gas_leak_survey | updated_timestamp | Updated Timestamp | TIMESTAMP |  |  |  | Timestamp when this gas leak survey record was last modified. Used for audit trail and change tracking. | Enterprise Data Governance Framework
operational_events | gas_leak_survey | weather_conditions | Weather Conditions | STRING |  |  |  | Weather conditions at the time of survey (e.g., clear, rain, snow, wind). Weather can affect leak detection equipment performance and survey accuracy. | PHMSA 49 CFR Part 192.706
operational_events | load_profile | distribution_substation_id | Substation Identifier (ID) | BIGINT |  |  | distribution.distribution_substation.distribution_substation_id | Reference to the substation where load measurements were captured. Links to the substation asset in the distribution network. | IEEE C57.12.00 - General Requirements for Liquid-Immersed Distribution, Power, and Regulating Transformers
operational_events | load_profile | feeder_id | Distribution Feeder Identifier (ID) | BIGINT |  |  | distribution.feeder.feeder_id | Reference to the distribution feeder where load measurements were captured. Links to the distribution feeder asset in the GIS network topology. | IEEE 1547 - Distributed Energy Resources Interconnection
operational_events | load_profile | pricing_node_id | Pricing Node Id (Foreign Key) | BIGINT |  |  | market.pricing_node.pricing_node_id | Foreign key linking to market.pricing_node. Business justification: Load profiles at pricing nodes drive day-ahead and real-time market bid preparation for load-serving entities. Essential for wholesale energy procurement, load forecasting for market operations, and s | Internal - LLM Generated Cross-Domain Link
operational_events | load_profile | service_transformer_id | Service Transformer Id (Foreign Key) | BIGINT |  |  | distribution.service_transformer.service_transformer_id | Foreign key linking to distribution.service_transformer. Business justification: Load profiles are measured at various points in the distribution network, including service transformers. The load_profile table has measurement_point_type (STRING) which can indicate 'transformer' le | Internal - LLM Generated Cross-Domain Link
operational_events | load_profile | transformer_id | Service Transformer Identifier (ID) | BIGINT |  |  | transmission.transformer.transformer_id | Reference to the service transformer where load measurements were captured. Links to the transformer asset in the distribution network. | IEEE C57.12.00 - General Requirements for Liquid-Immersed Distribution, Power, and Regulating Transformers
operational_events | load_profile | ambient_temperature_f | Ambient Temperature (°F - Degrees Fahrenheit) | DECIMAL(5,2) |  |  |  | Ambient air temperature in degrees Fahrenheit at the measurement location during the interval. Used for temperature-load correlation analysis and weather normalization. | NERC Standard MOD-032 - Data for Power System Modeling and Analysis
operational_events | load_profile | apparent_power_kva | Apparent Power (kVA - Kilovolt-Ampere) | DECIMAL(18,3) |  |  |  | Average apparent power in kilovolt-amperes during the measurement interval. Represents the total power flow including both real and reactive components. | IEEE 1459 - Definitions for the Measurement of Electric Power Quantities
operational_events | load_profile | average_voltage_v | Average Voltage (V - Volts) | DECIMAL(10,3) |  |  |  | Average voltage in volts measured during the interval. Used for voltage regulation analysis and power quality monitoring. | IEEE 1159 - Monitoring Electric Power Quality
operational_events | load_profile | circuit_miles | Circuit Miles | DECIMAL(10,2) |  |  |  | Total circuit miles of distribution infrastructure served by the measurement point. Used for load density calculations and capacity planning. | IEEE 1547 - Distributed Energy Resources Interconnection
operational_events | load_profile | computation_method | Computation Method | STRING |  |  |  | Algorithm or method used to compute aggregated load values from raw telemetry or AMI interval data. Describes the aggregation logic applied by the historian or MDMS system. | NERC Standard MOD-032 - Data for Power System Modeling and Analysis
operational_events | load_profile | computed_timestamp | Computed Timestamp | TIMESTAMP |  |  |  | Date and time when the load profile record was computed or aggregated by the source system. Distinct from the measurement timestamp, represents the processing time. | NERC Standard MOD-032 - Data for Power System Modeling and Analysis
operational_events | load_profile | created_timestamp | Created Timestamp | TIMESTAMP |  |  |  | Date and time when this load profile record was first created in the lakehouse silver layer. Audit timestamp for data lineage and traceability. | SOX Section 404 - Internal Controls
operational_events | load_profile | current_amperes | Current (A - Amperes) | DECIMAL(12,3) |  |  |  | Average current flow in amperes during the measurement interval. Used for thermal loading analysis and conductor capacity assessment. | IEEE 1547 - Distributed Energy Resources Interconnection
operational_events | load_profile | customer_count | Customer Count | INT |  |  |  | Number of customers served by the measurement point during the interval. Used for per-customer load analysis and reliability index calculations. | IEEE 1366 - Electric Power Distribution Reliability Indices
operational_events | load_profile | data_quality_flag | Data Quality Flag | STRING |  | valid¦estimated¦suspect¦missing¦manual_override |  | Quality indicator for the load measurement data. Flags data that has been estimated, is suspect, missing, or manually overridden for operational or analytical purposes. | NERC Standard MOD-032 - Data for Power System Modeling and Analysis
operational_events | load_profile | data_source_system | Data Source System | STRING |  | scada¦ami_aggregation¦dms¦ems¦historian¦manual |  | Source system that provided the load measurement data. Indicates whether data originated from SCADA telemetry, aggregated AMI meter reads, DMS, EMS, or historian platform. | NERC Standard MOD-032 - Data for Power System Modeling and Analysis
operational_events | load_profile | demand_response_event_flag | Demand Response (DR) Event Flag | BOOLEAN |  |  |  | Indicates whether a demand response event was active during the measurement interval. True when load curtailment or demand-side management programs were in effect. | FERC Order 2222 - Participation of Distributed Energy Resource Aggregations
operational_events | load_profile | der_penetration_percent | Distributed Energy Resource (DER) Penetration Percentage | DECIMAL(5,2) |  |  |  | Percentage of total load served by Distributed Energy Resources at the measurement point during the interval. Used for DER impact analysis and hosting capacity studies. | IEEE 1547 - Distributed Energy Resources Interconnection
operational_events | load_profile | energy_delivered_kwh | Energy Delivered (kWh - Kilowatt-Hour) | DECIMAL(18,3) |  |  |  | Total energy delivered in kilowatt-hours during the measurement interval. Represents the integrated real power over the interval duration. | IEEE 1459 - Definitions for the Measurement of Electric Power Quantities
operational_events | load_profile | estimation_method | Estimation Method | STRING |  |  |  | Method used to estimate or interpolate missing or suspect load data. Describes the algorithm or business rule applied when actual measurements were unavailable. | NERC Standard MOD-032 - Data for Power System Modeling and Analysis
operational_events | load_profile | gis_feature_code | Geographic Information System (GIS) Feature Identifier (ID) | STRING |  |  |  | External identifier linking the load profile to the corresponding feature in the ESRI ArcGIS network topology. Enables spatial analysis and map visualization. | ESRI ArcGIS Utility Network Standard |  | TRUE | GIS feature ID is an external identifier from the Geographic Information System. Same pattern as other GIS references — external system reference.
operational_events | load_profile | hosting_capacity_analysis_flag | Hosting Capacity Analysis Flag | BOOLEAN |  |  |  | Indicates whether this load profile record is used for Distributed Energy Resource (DER) hosting capacity analysis. True when the data supports feeder-level solar or storage impact modeling. | IEEE 1547 - Distributed Energy Resources Interconnection
operational_events | load_profile | latitude | Latitude | DECIMAL(10,7) | restricted,pii_address |  |  | Geographic latitude coordinate of the measurement point in decimal degrees. Used for spatial analysis, weather correlation, and GIS integration. | WGS 84 - World Geodetic System 1984
operational_events | load_profile | load_factor | Load Factor | DECIMAL(5,4) |  |  |  | Ratio of average load to peak load during the measurement interval. Indicates the consistency of load demand. Values range from 0 to 1, with higher values indicating more consistent load. | IEEE 1547 - Distributed Energy Resources Interconnection
operational_events | load_profile | load_profile_id | Load Profile Identifier (ID) | BIGINT |  |  |  | Unique identifier for the load profile measurement record. Primary key for the load profile data product. | IEEE 1547 - Distributed Energy Resources Interconnection | TRUE
operational_events | load_profile | longitude | Longitude | DECIMAL(10,7) | restricted,pii_address |  |  | Geographic longitude coordinate of the measurement point in decimal degrees. Used for spatial analysis, weather correlation, and GIS integration. | WGS 84 - World Geodetic System 1984
operational_events | load_profile | measurement_interval_minutes | Measurement Interval (Minutes) | INT |  |  |  | Duration of the measurement interval in minutes. Common values are 15, 30, or 60 minutes for distribution load profiling and capacity analysis. | NERC Standard MOD-032 - Data for Power System Modeling and Analysis
operational_events | load_profile | measurement_point_name | Measurement Point Name | STRING |  |  |  | Human-readable name or designation of the measurement point in the distribution network. Used for operational identification and reporting. | IEEE 1547 - Distributed Energy Resources Interconnection
operational_events | load_profile | measurement_point_type | Measurement Point Type | STRING |  | feeder¦substation¦transformer¦circuit¦capacitor_bank¦voltage_regulator |  | Type of distribution network measurement point where load data was captured. Indicates the level of aggregation in the distribution hierarchy. | IEEE 1547 - Distributed Energy Resources Interconnection
operational_events | load_profile | measurement_timestamp | Measurement Timestamp | TIMESTAMP |  |  |  | Date and time when the load measurement interval ended. Represents the real-world event time for the aggregated load reading from SCADA or AMI systems. | NERC Standard MOD-032 - Data for Power System Modeling and Analysis
operational_events | load_profile | peak_demand_kw | Peak Demand (kW - Kilowatt) | DECIMAL(18,3) |  |  |  | Maximum instantaneous real power demand in kilowatts observed during the measurement interval. Used for capacity planning and hosting capacity studies. | IEEE 1547 - Distributed Energy Resources Interconnection
operational_events | load_profile | planning_area_code | Planning Area Code | STRING |  |  |  | Distribution planning area or zone code where the measurement point is located. Used for capacity planning, load forecasting, and capital investment prioritization. | NERC Standard MOD-032 - Data for Power System Modeling and Analysis
operational_events | load_profile | power_factor | Power Factor | DECIMAL(5,4) |  |  |  | Ratio of real power to apparent power during the measurement interval. Indicates the efficiency of power utilization at the measurement point. Values range from 0 to 1. | IEEE 1459 - Definitions for the Measurement of Electric Power Quantities
operational_events | load_profile | reactive_power_kvar | Reactive Power (kVAR - Kilovolt-Ampere Reactive) | DECIMAL(18,3) |  |  |  | Average reactive power in kilovolt-amperes reactive during the measurement interval. Used for voltage regulation and power factor analysis. | IEEE 1459 - Definitions for the Measurement of Electric Power Quantities
operational_events | load_profile | real_power_kw | Real Power (kW - Kilowatt) | DECIMAL(18,3) |  |  |  | Average real power demand in kilowatts during the measurement interval. Represents the actual power consumed or delivered at the measurement point. | IEEE 1459 - Definitions for the Measurement of Electric Power Quantities
operational_events | load_profile | scada_point_code | Supervisory Control and Data Acquisition (SCADA) Point Identifier (ID) | STRING |  |  |  | External identifier for the SCADA telemetry point in the OSIsoft PI or GE Proficy historian system. Links to the source SCADA tag for traceability. | IEEE 1815 (DNP3) - Distributed Network Protocol |  | TRUE | SCADA point ID is an external system identifier referencing a monitoring point in the SCADA system for this load profile. Same pattern as other SCADA references — external OT system reference.
operational_events | load_profile | service_territory_state | Service Territory State Code | STRING |  |  |  | Two-letter state code for the service territory where the measurement point is located. Used for regulatory reporting and jurisdictional analysis. | NARUC - National Association of Regulatory Utility Commissioners Guidelines
operational_events | load_profile | temperature_adjusted_demand_kw | Temperature-Adjusted Demand (kW - Kilowatt) | DECIMAL(18,3) |  |  |  | Real power demand normalized for ambient temperature variations. Used for weather-normalized load forecasting and capacity planning to remove seasonal temperature effects. | NERC Standard MOD-032 - Data for Power System Modeling and Analysis
operational_events | load_profile | updated_timestamp | Updated Timestamp | TIMESTAMP |  |  |  | Date and time when this load profile record was last modified in the lakehouse silver layer. Audit timestamp for change tracking and data quality monitoring. | SOX Section 404 - Internal Controls
operational_events | load_profile | utility_identifier | Utility Identifier | STRING |  |  |  | Unique identifier for the utility company operating the measurement point. Used for multi-utility environments and regulatory reporting to FERC and state PUCs. | FERC Form 1 - Annual Report of Major Electric Utilities
operational_events | load_profile | voltage_level_kv | Voltage Level (kV - Kilovolt) | DECIMAL(8,3) |  |  |  | Nominal voltage level in kilovolts at the measurement point. Indicates the distribution voltage class for the load profile data. | IEEE 1547 - Distributed Energy Resources Interconnection
operational_events | reliability_index | compliance_obligation_id | Compliance Obligation Id (Foreign Key) | BIGINT |  |  | regulatory.compliance_obligation.compliance_obligation_id | Foreign key linking to regulatory.compliance_obligation. Business justification: Utilities must meet SAIDI/SAIFI targets defined in regulatory obligations. Direct linkage needed for compliance tracking: which reliability indices fulfill which regulatory performance obligations and | Internal - LLM Generated Cross-Domain Link
operational_events | reliability_index | cost_center_id | Cost Center Id (Foreign Key) | BIGINT |  |  | finance.cost_center.cost_center_id | Foreign key linking to finance.cost_center. Business justification: Reliability metrics (SAIDI/SAIFI) are reported by cost center for performance-based regulation, management reporting, and linking reliability performance to O&M spending. Essential for PBR mechanisms. | Internal - LLM Generated Cross-Domain Link
operational_events | reliability_index | distribution_substation_id | Distribution Substation ID | BIGINT |  |  | distribution.distribution_substation.distribution_substation_id | Reference to the distribution substation for which this reliability index record is computed. Nullable — populated only when reporting_level is 'substation'. Null for feeder-level and system-level records. | IEEE Std 1366-2012
operational_events | reliability_index | feeder_id | Distribution Feeder ID | BIGINT |  |  | distribution.feeder.feeder_id | Reference to the distribution feeder for which this reliability index record is computed. Nullable — populated only when reporting_level is 'feeder'. Null for substation-level and system-level records. | IEEE Std 1366-2012
operational_events | reliability_index | caidi_minutes | Customer Average Interruption Duration Index (CAIDI) Minutes | DECIMAL(10,4) |  |  |  | Customer Average Interruption Duration Index expressed in minutes per interruption. Computed as SAIDI divided by SAIFI (total customer-minutes interrupted divided by total customer interruptions). Measures average restoration time experienced by affected customers per IEEE 1366. | IEEE Std 1366-2012
operational_events | reliability_index | circuit_miles | Circuit Miles | DECIMAL(10,3) |  |  |  | Total circuit miles of distribution line within the reporting scope (feeder or substation service territory) as of the end of the reporting period. Used for reliability normalization and infrastructure density analysis in PUC benchmarking. | IEEE Std 1366-2012; EEI Reliability Survey
operational_events | reliability_index | computation_method | Index Computation Method | STRING |  | ieee_1366¦puc_specific¦nerc_standard |  | Methodology standard applied to compute the reliability indices in this record. 'ieee_1366' = standard IEEE 1366 method; 'puc_specific' = state PUC-mandated variant methodology; 'nerc_standard' = NERC-prescribed computation. Ensures traceability of index values to their governing standard. | IEEE Std 1366-2012; NERC Reliability Standards
operational_events | reliability_index | computed_timestamp | Index Computation Timestamp | TIMESTAMP |  |  |  | Date and time when the reliability index values (SAIDI, SAIFI, CAIDI, MAIFI) were computed or last recomputed from source outage event data. Serves as the principal business event timestamp for this record. Supports audit trail for regulatory restatements. | IEEE Std 1366-2012
operational_events | reliability_index | created_timestamp | Record Created Timestamp | TIMESTAMP |  |  |  | Date and time when this reliability index record was first created in the Silver layer data product. Audit timestamp for data lineage and governance tracking. | IEEE Std 1366-2012
operational_events | reliability_index | data_source_system | Data Source System | STRING |  | oms¦dms¦mdms¦manual |  | Operational system of record from which outage event data was sourced for index computation. 'oms' = Outage Management System (Schneider Electric AMS or GE PowerOn); 'dms' = Distribution Management System; 'mdms' = Meter Data Management System (AMI-derived); 'manual' = manually entered data. | IEEE Std 1366-2012
operational_events | reliability_index | index_version | Index Record Version Number | INT |  |  |  | Sequential version number for this reliability index record, incremented each time the record is revised or amended (e.g., due to outage data corrections or MED reclassification). Version 1 = initial computation. Supports audit trail for regulatory restatements. | IEEE Std 1366-2012
operational_events | reliability_index | interruption_cause_category | Interruption Cause Category | STRING |  |  |  | Dominant cause category for interruptions contributing to this reliability index record, per IEEE 1366 cause code taxonomy. Examples: weather, equipment failure, tree contact, animal contact, vehicle accident, planned/scheduled, unknown. [ENUM-REF-CANDIDATE: weather¦equipment_failure¦tree_contact¦animal_contact¦vehicle_accident¦planned¦unknown¦other — promote to reference product] | IEEE Std 1366-2012 Annex C
operational_events | reliability_index | maifi_count | Momentary Average Interruption Frequency Index (MAIFI) Count | DECIMAL(10,4) |  |  |  | Momentary Average Interruption Frequency Index expressed as average number of momentary interruptions (less than 5 minutes) per customer per reporting period. Tracks recloser and auto-sectionalizer operations per IEEE 1366. Reported separately from sustained interruption indices. | IEEE Std 1366-2012
operational_events | reliability_index | med_event_count | Major Event Day (MED) Count | INT |  |  |  | Number of calendar days during the reporting period that qualified as Major Event Days under the IEEE 1366 beta method threshold. Null when med_exclusion_flag is False. Used in PUC regulatory filings to document the basis for MED exclusions. | IEEE Std 1366-2012 Section 4.4
operational_events | reliability_index | med_excluded_saidi_minutes | Major Event Day (MED) Excluded SAIDI Minutes | DECIMAL(10,4) |  |  |  | SAIDI contribution attributable to Major Event Days that has been excluded from the normalized saidi_minutes value per IEEE 1366 beta method. Null when med_exclusion_flag is False. Enables regulators to reconcile normalized vs. total SAIDI in PUC filings. | IEEE Std 1366-2012 Section 4.4
operational_events | reliability_index | med_exclusion_flag | IEEE 1366 Major Event Day (MED) Exclusion Flag | BOOLEAN |  |  |  | Indicates whether one or more Major Event Days (MEDs) as defined by IEEE 1366 beta method have been identified and excluded from the reported SAIDI/SAIFI/CAIDI values for this period. True = MED exclusion applied; False = no MED exclusion. Critical for normalized PUC regulatory reporting. | IEEE Std 1366-2012 Section 4.4
operational_events | reliability_index | nerc_reportable_flag | North American Electric Reliability Corporation (NERC) Reportable Flag | BOOLEAN |  |  |  | Indicates whether this reliability index record is subject to NERC reliability reporting requirements (e.g., NERC EOP standards, NERC GADS/TADS reporting). True = NERC reportable; False = state PUC reporting only. | NERC Reliability Standards; FERC Order 693
operational_events | reliability_index | notes | Reliability Index Notes | STRING |  |  |  | Free-text field for regulatory analyst annotations, data quality caveats, MED event descriptions, or PUC correspondence notes associated with this reliability index record. Used to document material circumstances affecting index values for regulatory transparency. | State PUC Reliability Reporting Rules
operational_events | reliability_index | overhead_circuit_miles | Overhead Circuit Miles | DECIMAL(10,3) |  |  |  | Circuit miles of overhead distribution line within the reporting scope. Subset of circuit_miles. Overhead lines have higher weather-related interruption exposure. Used for overhead vs. underground reliability segmentation in PUC filings. | IEEE Std 1366-2012; EEI Reliability Survey
operational_events | reliability_index | prior_year_saidi_minutes | Prior Year SAIDI Minutes | DECIMAL(10,4) |  |  |  | SAIDI value in minutes for the equivalent reporting period in the prior year. Stored on the record to support year-over-year variance analysis in PUC regulatory filings without requiring a self-join. Null for the first year of data. | IEEE Std 1366-2012; State PUC Reliability Reporting Rules
operational_events | reliability_index | prior_year_saifi_count | Prior Year SAIFI Count | DECIMAL(10,4) |  |  |  | SAIFI value for the equivalent reporting period in the prior year. Stored on the record to support year-over-year variance analysis in PUC regulatory filings without requiring a self-join. Null for the first year of data. | IEEE Std 1366-2012; State PUC Reliability Reporting Rules
operational_events | reliability_index | puc_docket_number | Public Utility Commission (PUC) Docket Number | STRING |  |  |  | Official docket or case number assigned by the state Public Utility Commission to the regulatory filing in which this reliability index record is included. Enables cross-reference to the regulatory.docket product. Null until assigned by the PUC. | State PUC Reliability Reporting Rules
operational_events | reliability_index | puc_reporting_status | Public Utility Commission (PUC) Reporting Status | STRING |  | draft¦pending_review¦submitted¦accepted¦rejected¦amended |  | Current workflow status of this reliability index record in the PUC regulatory reporting lifecycle. 'draft' = in preparation; 'pending_review' = internal review; 'submitted' = filed with state PUC; 'accepted' = PUC acknowledged; 'rejected' = PUC returned for correction; 'amended' = resubmitted after correction. | State PUC Reliability Reporting Rules; NARUC Reliability Standards
operational_events | reliability_index | puc_submission_date | Public Utility Commission (PUC) Submission Date | DATE |  |  |  | Calendar date on which this reliability index record was formally submitted to the state Public Utility Commission. Null until puc_reporting_status reaches 'submitted'. Used for regulatory deadline compliance tracking. | State PUC Reliability Reporting Rules
operational_events | reliability_index | reliability_index_id | Reliability Index Record ID | BIGINT |  |  |  | Unique surrogate identifier for each reliability index record. Primary key for the reliability_index data product in the distribution domain Silver layer. | IEEE Std 1366-2012 | TRUE
operational_events | reliability_index | reporting_frequency | Reporting Frequency | STRING |  | monthly¦annual¦quarterly |  | Frequency of the regulatory reporting cycle for this index record. 'monthly' for monthly PUC filings, 'annual' for annual NERC/PUC submissions, 'quarterly' for quarterly state commission reports. | IEEE Std 1366-2012; NERC Reliability Standards
operational_events | reliability_index | reporting_level | Reporting Level | STRING |  | system¦substation¦feeder |  | Discriminator indicating the aggregation level at which reliability indices are computed. 'system' = utility-wide aggregate; 'substation' = substation-level rollup; 'feeder' = individual distribution feeder. Governs nullability of feeder_id and substation_id FK references. | IEEE Std 1366-2012
operational_events | reliability_index | reporting_period_end | Reporting Period End Date | DATE |  |  |  | Last calendar date of the regulatory reporting period covered by this reliability index record (e.g., 2024-01-31 for January 2024 monthly report or 2024-12-31 for annual 2024 report). Aligns with PUC and NERC reporting cycle boundaries. | IEEE Std 1366-2012; NERC Reliability Standards
operational_events | reliability_index | reporting_period_month | Reporting Period Month | INT |  |  |  | Calendar month (1–12) of the regulatory reporting period. Null for annual reporting frequency records. Used for monthly PUC reliability filings and intra-year trend analysis. | IEEE Std 1366-2012
operational_events | reliability_index | reporting_period_start | Reporting Period Start Date | DATE |  |  |  | First calendar date of the regulatory reporting period covered by this reliability index record (e.g., 2024-01-01 for January 2024 monthly report or 2024-01-01 for annual 2024 report). Aligns with PUC and NERC reporting cycle boundaries. | IEEE Std 1366-2012; NERC Reliability Standards
operational_events | reliability_index | reporting_period_year | Reporting Period Year | INT |  |  |  | Calendar year of the regulatory reporting period (e.g., 2024). Used as a primary filter dimension for annual PUC filings and year-over-year trend analysis. | IEEE Std 1366-2012
operational_events | reliability_index | saidi_minutes | System Average Interruption Duration Index (SAIDI) Minutes | DECIMAL(10,4) |  |  |  | System Average Interruption Duration Index expressed in minutes per customer. Computed as total customer-minutes interrupted divided by total customers served for the reporting period. Primary reliability metric reported to state PUCs and benchmarked against NERC standards per IEEE 1366. | IEEE Std 1366-2012
operational_events | reliability_index | saidi_with_med_minutes | SAIDI Including Major Event Days (MED) Minutes | DECIMAL(10,4) |  |  |  | Total SAIDI value in minutes including all Major Event Day contributions, prior to any MED exclusion. Reported alongside normalized saidi_minutes to provide full transparency in PUC regulatory submissions. Equals saidi_minutes when med_exclusion_flag is False. | IEEE Std 1366-2012
operational_events | reliability_index | saifi_count | System Average Interruption Frequency Index (SAIFI) Count | DECIMAL(10,4) |  |  |  | System Average Interruption Frequency Index expressed as average number of interruptions per customer per reporting period. Computed as total customer interruptions divided by total customers served. Core IEEE 1366 metric for PUC regulatory reporting. | IEEE Std 1366-2012
operational_events | reliability_index | saifi_with_med_count | SAIFI Including Major Event Days (MED) Count | DECIMAL(10,4) |  |  |  | Total SAIFI value including all Major Event Day contributions, prior to any MED exclusion. Reported alongside normalized saifi_count for full PUC regulatory transparency. Equals saifi_count when med_exclusion_flag is False. | IEEE Std 1366-2012
operational_events | reliability_index | service_territory_state | Service Territory State Code | STRING |  |  |  | Two-letter US state abbreviation (e.g., CA, TX, NY) identifying the state regulatory jurisdiction under which this reliability index record is reported. Determines the applicable PUC and state-specific reliability reporting requirements. | NARUC; State PUC Reliability Reporting Rules
operational_events | reliability_index | total_customer_interruptions | Total Customer Interruptions | BIGINT |  |  |  | Total count of customer interruptions (sustained, greater than or equal to 5 minutes) during the reporting period at the applicable reporting level. Numerator component used in SAIFI calculation. Aggregated from OMS/DMS outage event records. | IEEE Std 1366-2012
operational_events | reliability_index | total_customer_minutes_interrupted | Total Customer-Minutes Interrupted (CMI) | DECIMAL(18,2) |  |  |  | Sum of all customer-minutes interrupted during the reporting period at the applicable reporting level. Numerator component used in SAIDI calculation. Expressed in customer-minutes. Source data aggregated from OMS/DMS outage event records. | IEEE Std 1366-2012
operational_events | reliability_index | total_customers_served | Total Customers Served | BIGINT |  |  |  | Total number of customers served within the reporting scope (system, substation, or feeder) during the reporting period. Denominator component used in SAIDI and SAIFI calculations. Sourced from CIS/Oracle CC&B or SAP IS-U active service point counts. | IEEE Std 1366-2012
operational_events | reliability_index | underground_circuit_miles | Underground Circuit Miles | DECIMAL(10,3) |  |  |  | Circuit miles of underground distribution cable within the reporting scope. Subset of circuit_miles. Underground infrastructure typically exhibits lower frequency but longer duration interruptions. Used for overhead vs. underground reliability segmentation. | IEEE Std 1366-2012; EEI Reliability Survey
operational_events | reliability_index | updated_timestamp | Record Last Updated Timestamp | TIMESTAMP |  |  |  | Date and time when this reliability index record was most recently modified (e.g., due to outage data correction, MED reclassification, or PUC amendment). Supports change tracking and regulatory restatement audit trail. | IEEE Std 1366-2012
operational_events | reliability_index | utility_identifier | Utility Identifier (EIA Entity ID) | STRING |  |  |  | U.S. Energy Information Administration (EIA) utility entity identifier assigned to the reporting utility. Used as the externally-known business identifier in NERC and EIA reliability data submissions. Aligns with EIA Form 861 and NERC reporting. | EIA Form 861; NERC Reliability Standards
operational_events | reliability_index | voltage_level_kv | Voltage Level (kV) | DECIMAL(8,2) |  |  |  | Nominal operating voltage in kilovolts (kV) of the feeder or substation bus associated with this reliability index record. Applicable for feeder-level and substation-level records. Null for system-level records. Used for voltage-class segmentation in reliability benchmarking. | IEEE Std 1366-2012; IEEE Std C37.2
operational_events | service_point_dr_participation | demand_response_event_id | Service Point Dr Participation - Demand Response Event Id | BIGINT |  |  | distribution.demand_response_event.demand_response_event_id | Foreign key linking to the demand response event in which this service point participated. Identifies the specific DR dispatch event. | Internal - M:N Association FK
operational_events | service_point_dr_participation | service_point_id | Service Point Dr Participation - Service Point Id | BIGINT |  |  | distribution.service_point.service_point_id | Foreign key linking to the service point that participated in the demand response event. Identifies the physical service delivery location whose load was curtailed. | Internal - M:N Association FK
operational_events | service_point_dr_participation | actual_load_kw | Actual Load During Event (kW) | DECIMAL(12,3) |  |  |  | Measured actual load in kilowatts consumed by this service point during the DR event window. Used with baseline_kw to calculate response_kw.
operational_events | service_point_dr_participation | baseline_kw | Baseline Load (kW) | DECIMAL(12,3) |  |  |  | Calculated baseline load in kilowatts for this specific service point during the event window, representing expected load absent the DR event. Used to measure curtailment performance. Sourced from detection phase relationship_data.
operational_events | service_point_dr_participation | compliance_flag | Compliance Flag | BOOLEAN |  |  |  | Boolean indicator of whether this service point met the contractual curtailment obligation for this event. Determines incentive payment eligibility and potential penalties. Sourced from detection phase relationship_data.
operational_events | service_point_dr_participation | curtailment_percentage | Curtailment Percentage | DECIMAL(5,2) |  |  |  | Percentage of baseline load curtailed by this service point, calculated as (response_kw / baseline_kw) * 100. Performance metric for program evaluation.
operational_events | service_point_dr_participation | enrollment_status | Enrollment Status | STRING |  |  |  | Status of the service point's enrollment in the DR program at the time of this event. Determines eligibility for dispatch and incentive payment. Sourced from detection phase relationship_data.
operational_events | service_point_dr_participation | incentive_earned | Incentive Earned (USD) | DECIMAL(10,2) |  |  |  | Incentive payment amount in US dollars earned by this service point for participation in this specific DR event. Calculated based on response_kw, program rates, and compliance_flag. Used for customer settlement. Sourced from detection phase relationship_data.
operational_events | service_point_dr_participation | notification_method | Notification Method | STRING |  |  |  | Communication channel used to notify this specific service point (customer) of the DR event. May vary by customer preference or program type. Sourced from detection phase relationship_data.
operational_events | service_point_dr_participation | notification_sent_timestamp | Notification Sent Timestamp | TIMESTAMP |  |  |  | Date and time when the DR event notification was sent to this specific service point (customer). Used to calculate lead time and validate compliance with notification requirements. Sourced from detection phase relationship_data.
operational_events | service_point_dr_participation | opt_out_flag | Opt-Out Flag | BOOLEAN |  |  |  | Boolean indicator of whether the customer at this service point exercised their opt-out right for this specific event (if program allows per-event opt-out). Affects compliance assessment and incentive calculation. Sourced from detection phase relationship_data.
operational_events | service_point_dr_participation | participation_status | Participation Status | STRING |  |  |  | Outcome status of this service point's participation in this DR event. Distinguishes between active response, non-response, opt-out, and technical issues (e.g., AMI communication failure).
operational_events | service_point_dr_participation | response_kw | Response Load Reduction (kW) | DECIMAL(12,3) |  |  |  | Actual load reduction in kilowatts achieved by this specific service point during the DR event, calculated as baseline minus actual load. Core performance metric for settlement. Sourced from detection phase relationship_data.
operational_events | service_point_dr_participation | service_point_dr_participation_id | Service Point DR Participation ID | BIGINT |  |  |  | Unique surrogate identifier for this service point demand response participation record. Primary key for the association. |  | TRUE
operational_events | switching_operation | distribution_outage_event_id | Outage Event ID | BIGINT |  |  | distribution.distribution_outage_event.distribution_outage_event_id | Identifier of the outage event that triggered or is associated with this switching operation. Links to the Outage Management System (OMS) for outage cause, duration, and customer impact tracking. Null for planned switching operations not associated with an outage. | IEEE 1366, NERC Standards
operational_events | switching_operation | distribution_substation_id | Substation ID | BIGINT |  |  | distribution.distribution_substation.distribution_substation_id | Identifier of the distribution substation associated with the feeder or device operated. Provides geographic and operational context for the switching operation. | IEEE 1547, NERC FAC Standards
operational_events | switching_operation | feeder_id | Feeder ID | BIGINT |  |  | distribution.feeder.feeder_id | Identifier of the distribution feeder circuit affected by the switching operation. Links to the distribution feeder master data for circuit topology, voltage level, and customer count. | IEEE 1547, NERC FAC Standards
operational_events | switching_operation | authorized_timestamp | Authorized Timestamp | TIMESTAMP |  |  |  | Date and time when the switching order was authorized by the control center or authorized supervisor. Establishes the official approval to proceed with the switching operation. | OSHA 1910.269, NERC Standards
operational_events | switching_operation | authorizing_supervisor_employee_number | Authorizing Supervisor ID | BIGINT |  |  |  | Identifier of the control center operator or field supervisor who authorized the switching order. Establishes accountability for the switching decision. | OSHA 1910.269, NERC Standards |  | TRUE | Authorizing supervisor is a PERSON/ROLE — the supervisor who authorizes switching operations. Same pattern as operator_id: no workforce.employee or shared.actor table exists in the model. This references an employee in an external HR system. KEEP_AS_IS with rename.
operational_events | switching_operation | completed_timestamp | Completed Timestamp | TIMESTAMP |  |  |  | Date and time when the switching operation was marked as completed and all post-switching verification steps were finalized. May differ from operation_timestamp if verification and documentation steps follow the physical switching action. | IEEE 1547, NERC Standards
operational_events | switching_operation | created_timestamp | Created Timestamp | TIMESTAMP |  |  |  | Date and time when the switching operation record was first created in the source system. Represents the initial capture of the switching order or operation request. | IEEE 1547
operational_events | switching_operation | customers_affected_count | Customers Affected Count | INT |  |  |  | Number of customer accounts impacted by the switching operation, either through service interruption or restoration. Used for SAIDI/SAIFI/CAIDI reliability index calculations and customer notification requirements. | IEEE 1366, PUC Reporting Standards
operational_events | switching_operation | device_identifier | Device Identifier | STRING |  | '^[A-Z0-9-]{6,20}$ |  | Unique identifier or asset tag of the specific distribution device that was operated. Links to the asset management system (EAM) and Geographic Information System (GIS) for device location, specifications, and maintenance history. | IEEE 1547, ESRI ArcGIS Standards
operational_events | switching_operation | device_operated | Device Operated | STRING |  |  |  | Type of distribution network device that was operated during this switching action. Switches and disconnects provide isolation; reclosers provide automatic fault interruption and restoration; sectionalizers coordinate with reclosers; breakers provide overcurrent protection; fuses provide single-operation protection. [ENUM-REF-CANDIDATE: switch¦recloser¦sectionalizer¦breaker¦fuse¦disconnect¦load_break_switch — 7 candidates stripped; promote to reference product] | IEEE C37 Series, NERC FAC Standards
operational_events | switching_operation | dms_system_source | Distribution Management System (DMS) Source | STRING |  |  |  | Name or identifier of the Distribution Management System (DMS) or Outage Management System (OMS) that originated the switching operation record. Examples include Schneider Electric AMS, GE PowerOn, ABB Network Manager. Used for data lineage and system integration tracking. | IEEE 1547
operational_events | switching_operation | gis_location_reference | Geographic Information System (GIS) Location Reference | STRING |  |  |  | Geographic Information System (GIS) feature identifier or coordinate reference for the physical location of the device operated. Links to ESRI ArcGIS or equivalent GIS platform for spatial analysis, mapping, and network topology visualization. | ESRI ArcGIS Standards, IEEE 1547
operational_events | switching_operation | interruption_duration_minutes | Interruption Duration (Minutes) | DECIMAL(10,2) |  |  |  | Duration in minutes that customers experienced service interruption as a result of the switching operation. Used for SAIDI (System Average Interruption Duration Index) calculations and regulatory reporting. Zero for switching operations that did not interrupt service. | IEEE 1366, PUC Reporting Standards
operational_events | switching_operation | load_transferred_kw | Load Transferred (kW) | DECIMAL(12,2) |  |  |  | Amount of electrical load in kilowatts (kW) transferred from one feeder or circuit segment to another as a result of the switching operation. Used for load balancing analysis and circuit capacity management. Null if the operation did not involve load transfer. | IEEE 1547, NERC FAC Standards
operational_events | switching_operation | major_event_day_flag | Major Event Day (MED) Flag | BOOLEAN |  |  |  | Indicates whether the switching operation occurred on a day classified as a Major Event Day (MED) per IEEE 1366 standards. MED events (typically severe weather) are excluded from SAIDI/SAIFI reliability index calculations reported to regulators. True if the operation occurred on a MED; False otherwise. | IEEE 1366, PUC Reporting Standards
operational_events | switching_operation | nerc_reportable_flag | North American Electric Reliability Corporation (NERC) Reportable Flag | BOOLEAN |  |  |  | Indicates whether the switching operation is associated with an event that meets NERC reporting thresholds for bulk electric system disturbances or reliability events. True if NERC reporting is required; False otherwise. | NERC EOP Standards, NERC CIP Standards
operational_events | switching_operation | operation_status | Operation Status | STRING |  |  |  | Current lifecycle status of the switching operation. Tracks progression from authorization through execution to completion or cancellation. Failed status indicates unsuccessful execution; rolled back indicates reversal to prior configuration. [ENUM-REF-CANDIDATE: pending¦authorized¦in_progress¦completed¦cancelled¦failed¦rolled_back — 7 candidates stripped; promote to reference product] | IEEE 1547, NERC Standards
operational_events | switching_operation | operation_timestamp | Operation Timestamp | TIMESTAMP |  |  |  | Date and time when the switching operation was physically executed in the field. Represents the actual moment the device state changed. Distinct from authorization or completion timestamps. Critical for outage duration calculations and SAIDI/SAIFI/CAIDI reliability index computation. | IEEE 1547, NERC Standards
operational_events | switching_operation | operation_type | Operation Type | STRING |  | planned¦emergency¦restoration¦maintenance¦reconfiguration¦fault_isolation |  | Classification of the switching operation based on its purpose and planning status. Planned operations are scheduled in advance; emergency operations respond to unplanned events; restoration operations return circuits to normal configuration; maintenance operations support asset work; reconfiguration operations optimize load distribution; fault isolation operations isolate faulted sections. | IEEE 1547, NERC FAC Standards
operational_events | switching_operation | operator_employee_number | Operator ID | BIGINT |  |  |  | Identifier of the field technician or operator who physically executed the switching operation. Links to workforce management system for operator qualifications, certifications, and training records. Critical for OSHA lockout/tagout compliance and safety audit trails. | OSHA 1910.269, NERC Standards |  | TRUE | Operator is a PERSON/ROLE — the system operator who executes switching operations. There is no workforce.employee or shared.actor table in the model. Since no generic person table exists, this likely references an employee ID from an external HR/workforce system. KEEP_AS_IS with a rename to indicate it's a person reference.
operational_events | switching_operation | post_switch_configuration | Post-Switch Configuration | STRING |  | open¦closed¦grounded¦isolated |  | State of the device after the switching operation was completed. Represents the new configuration achieved by the switching action. | IEEE C37 Series, NERC FAC Standards
operational_events | switching_operation | pre_switch_configuration | Pre-Switch Configuration | STRING |  | open¦closed¦grounded¦isolated |  | State of the device immediately before the switching operation was executed. Open indicates no current flow; closed indicates energized and conducting; grounded indicates connected to ground; isolated indicates disconnected from all sources. | IEEE C37 Series, NERC FAC Standards
operational_events | switching_operation | rollback_flag | Rollback Flag | BOOLEAN |  |  |  | Indicates whether the switching operation was subsequently reversed or rolled back to the original configuration due to operational issues, equipment problems, or changed conditions. True if the operation was rolled back; False if the new configuration was maintained. | IEEE 1547
operational_events | switching_operation | rollback_reason | Rollback Reason | STRING |  |  |  | Free-text explanation of why the switching operation was rolled back to the original configuration. Null if rollback_flag is False. | IEEE 1547
operational_events | switching_operation | safety_clearance_number | Safety Clearance Number | STRING |  | '^SC-[0-9]{6,10}$ |  | Reference number for the safety clearance or work permit authorizing personnel to work on or near the device. Links to the safety management system for clearance scope, authorized personnel, and expiration. Required for all switching operations involving worker access to energized or de-energized equipment. | OSHA 1910.269, NERC Standards
operational_events | switching_operation | scada_command_issued_flag | Supervisory Control and Data Acquisition (SCADA) Command Issued Flag | BOOLEAN |  |  |  | Indicates whether the switching operation was executed via remote SCADA command from the control center (True) or manually in the field (False). Remote SCADA operations enable faster response and reduce field crew dispatch requirements. | IEEE 1547, NERC CIP Standards
operational_events | switching_operation | scada_verification_flag | Supervisory Control and Data Acquisition (SCADA) Verification Flag | BOOLEAN |  |  |  | Indicates whether the post-switching device state was verified via SCADA telemetry (True) or required manual field verification (False). SCADA verification provides real-time confirmation of device state. | IEEE 1547, NERC CIP Standards
operational_events | switching_operation | scheduled_timestamp | Scheduled Timestamp | TIMESTAMP |  |  |  | Planned date and time for the switching operation to be executed. Applicable to planned and maintenance operations. Null for emergency and unplanned operations. | IEEE 1547
operational_events | switching_operation | service_territory_state | Service Territory State | STRING |  | '^[A-Z]{2}$ |  | Two-letter US state code where the switching operation occurred. Used for regulatory reporting to state Public Utility Commissions (PUCs) and geographic analysis of switching activity. | NARUC Standards, PUC Reporting Requirements
operational_events | switching_operation | switching_operation_id | Switching Operation ID | BIGINT |  |  |  | Unique identifier for the distribution switching operation record. Primary key for the switching operation transaction. | IEEE 1547, NERC Standards | TRUE
operational_events | switching_operation | switching_order_number | Switching Order Number | STRING |  | '^SO-[0-9]{8,12}$ |  | Externally-known switching order number issued by the Distribution Management System (DMS) or Outage Management System (OMS) authorizing the switching operation. Serves as the business identifier for tracking and audit purposes. | IEEE 1547, OSHA 1910.269
operational_events | switching_operation | switching_reason_code | Switching Reason Code | STRING |  |  |  | Categorized reason for the switching operation. Fault isolation responds to detected faults; load transfer balances circuit loading; voltage regulation addresses voltage issues; maintenance support enables asset work; storm restoration recovers from weather events; planned outage supports scheduled work; equipment failure responds to device malfunction; customer request fulfills service requests. [ENUM-REF-CANDIDATE: fault_isolation¦load_transfer¦voltage_regulation¦maintenance_support¦storm_restoration¦planned_outage¦equipment_failure¦customer_request — 8 candidates stripped; promote to reference product] | IEEE 1547, NERC Standards
operational_events | switching_operation | switching_reason_description | Switching Reason Description | STRING |  |  |  | Free-text narrative describing the specific business or operational reason for the switching operation. Provides context beyond the categorized reason code, including details of the fault, maintenance activity, or operational need. | IEEE 1547
operational_events | switching_operation | tag_lockout_status | Tag Lockout Status | STRING |  | none¦tagged¦locked_out¦tagged_and_locked¦cleared |  | OSHA lockout/tagout (LOTO) status of the device during the switching operation. Tagged indicates warning tag applied; locked out indicates physical lock preventing operation; tagged and locked indicates both controls applied; cleared indicates LOTO removed and device returned to service. Critical for worker safety compliance. | OSHA 1910.147, OSHA 1910.269
operational_events | switching_operation | updated_timestamp | Updated Timestamp | TIMESTAMP |  |  |  | Date and time when the switching operation record was last modified in the source system. Tracks changes to status, completion, or other operational details as the switching operation progresses through its lifecycle. | IEEE 1547
operational_events | switching_operation | voltage_level_kv | Voltage Level (kV) | DECIMAL(10,3) |  |  |  | Nominal voltage level in kilovolts (kV) of the circuit or equipment operated. Typical distribution voltage levels include 4.16 kV, 12.47 kV, 13.2 kV, 13.8 kV, 23 kV, 34.5 kV. Voltage level determines safety clearances, equipment ratings, and operational procedures. | IEEE 1547, ANSI C84.1
operational_events | switching_operation | weather_condition | Weather Condition | STRING |  |  |  | Weather condition at the time of the switching operation. Weather context is critical for understanding emergency switching operations, storm restoration activities, and equipment failure root causes. Used for major event day (MED) exclusion analysis in reliability reporting. [ENUM-REF-CANDIDATE: clear¦rain¦snow¦ice¦wind¦storm¦lightning¦fog¦extreme_heat¦extreme_cold — 10 candidates stripped; promote to reference product] | IEEE 1366, NERC Standards
operational_events | switching_operation | work_order_number | Work Order Number | STRING |  | '^WO-[0-9]{8,12}$ |  | Work order number from the Enterprise Asset Management (EAM) or Work Management System (WMS) associated with the switching operation. Links to Oracle WAM, IBM Maximo, or equivalent system for maintenance activity tracking, labor costs, and asset history. Applicable when switching supports planned maintenance or capital work. | IEEE 1547

## generation
subdomain | product | attribute | business_glossary_term | type | tags | value_regex | foreign_key_to | description | reference | is_primary_key | llm_fk_skip | llm_fk_skip_reason
asset_operations | dispatch_schedule | generating_unit_id | Generating Unit ID | BIGINT |  |  | generation.generating_unit.generating_unit_id | Reference to the specific generating unit (power plant unit) for which this dispatch schedule applies. Links to the generating unit master data. | NERC Glossary
asset_operations | dispatch_schedule | grid_topology_id | Grid Topology Id (Foreign Key) | BIGINT |  |  | transmission.grid_topology.grid_topology_id | Foreign key linking to transmission.grid_topology. Business justification: Dispatch schedules are calculated against specific network topology models for security-constrained economic dispatch. Critical for day-ahead and real-time market clearing, congestion management, and | Internal - LLM Generated Cross-Domain Link
asset_operations | dispatch_schedule | ppa_contract_id | Power Purchase Agreement (PPA) Contract ID | BIGINT |  |  | market.ppa_contract.ppa_contract_id | Reference to the Power Purchase Agreement (PPA) contract if this generation is procured under a PPA rather than owned generation. Used for contract settlement and cost allocation. | FERC Order 888
asset_operations | dispatch_schedule | pricing_node_id | Locational Marginal Price (LMP) Node ID | BIGINT |  |  | market.pricing_node.pricing_node_id | Reference to the Locational Marginal Price (LMP) pricing node associated with this generating unit. Used for settlement and revenue calculation in wholesale energy markets. | FERC Order 888
asset_operations | dispatch_schedule | ancillary_service_flag | Ancillary Service Flag | BOOLEAN |  |  |  | Boolean indicator (True/False) denoting whether the unit is scheduled to provide ancillary services (regulation, spinning reserve, non-spinning reserve, voltage support) during this operating hour. | FERC Order 888
asset_operations | dispatch_schedule | commitment_flag | Commitment Flag | BOOLEAN |  |  |  | Boolean indicator (True/False) denoting whether the unit commitment decision has been finalized for this schedule. True indicates the unit is committed to operate; False indicates the schedule is preliminary or advisory. | NERC Operating Manual
asset_operations | dispatch_schedule | control_area | Regional Transmission Organization (RTO) / Independent System Operator (ISO) Control Area | STRING |  |  |  | The RTO/ISO control area or balancing authority area in which the generating unit operates. Examples include PJM, CAISO, ERCOT, MISO, NYISO, ISO-NE, SPP. | NERC Glossary
asset_operations | dispatch_schedule | dispatch_instruction_timestamp | Dispatch Instruction Timestamp | TIMESTAMP |  |  |  | The date and time when the dispatch instruction was issued by the Energy Management System (EMS) or RTO/ISO. Represents the business event time for the dispatch decision. | NERC Operating Manual
asset_operations | dispatch_schedule | dispatch_schedule_id | Dispatch Schedule Identifier | BIGINT |  |  |  | Primary key for dispatch_schedule |  | TRUE
asset_operations | dispatch_schedule | dispatch_status | Dispatch Status | STRING |  | scheduled¦committed¦dispatched¦cancelled¦revised |  | Current lifecycle status of the dispatch schedule. Scheduled indicates initial plan; committed means unit commitment decision made; dispatched means unit is operating per schedule; cancelled or revised indicate changes. | NERC Reliability Standards
asset_operations | dispatch_schedule | dispatch_type | Dispatch Type | STRING |  | economic¦reliability¦emergency¦regulation¦load_following¦must_run |  | Classification of the dispatch instruction based on the operational driver. Economic dispatch follows least-cost optimization; reliability dispatch addresses grid constraints; emergency dispatch responds to system contingencies; regulation and load-following provide ancillary services. | NERC Operating Manual
asset_operations | dispatch_schedule | economic_dispatch_mw | Economic Dispatch Megawatt (MW) | DECIMAL(10,3) |  |  |  | The economically optimal generation output in megawatts based on marginal cost optimization and Locational Marginal Price (LMP) signals. May differ from scheduled MW if reliability or must-run constraints apply. | FERC Order 888
asset_operations | dispatch_schedule | emissions_rate_lbs_per_mwh | Emissions Rate Pounds (lbs) per Megawatt-Hour (MWh) | DECIMAL(10,4) |  |  |  | The forecasted emissions rate in pounds per megawatt-hour for the scheduled generation. Typically represents CO2, NOx, or SO2 emissions depending on regulatory reporting requirements. | EPA Clean Air Act
asset_operations | dispatch_schedule | forecast_load_mw | Forecast Load Megawatt (MW) | DECIMAL(10,3) |  |  |  | The forecasted system load in megawatts for the control area during the scheduled operating hour. Provides context for the dispatch decision and unit commitment optimization. | NERC Operating Manual
asset_operations | dispatch_schedule | fuel_burn_forecast_mmbtu | Fuel Burn Forecast Million British Thermal Units (MMBTU) | DECIMAL(12,3) |  |  |  | Forecasted fuel consumption in million British Thermal Units (MMBTU) required to produce the scheduled generation output. Used for fuel procurement planning and cost forecasting. | DOE Energy Information Administration
asset_operations | dispatch_schedule | fuel_type | Fuel Type | STRING |  |  |  | The primary fuel source used by the generating unit. Used for fuel procurement planning, emissions tracking, and Renewable Portfolio Standard (RPS) compliance. [ENUM-REF-CANDIDATE: natural_gas¦coal¦nuclear¦hydro¦wind¦solar¦oil¦biomass — 8 candidates stripped; promote to reference product] | DOE Energy Information Administration
asset_operations | dispatch_schedule | heat_rate_btu_per_kwh | Heat Rate British Thermal Units (BTU) per Kilowatt-Hour (kWh) | DECIMAL(10,2) |  |  |  | The expected heat rate in BTU per kWh for the unit at the scheduled output level. Represents the thermal efficiency of the generating unit. Lower heat rates indicate higher efficiency. | IEEE Standard 762
asset_operations | dispatch_schedule | marginal_cost_usd_per_mwh | Marginal Cost United States Dollars (USD) per Megawatt-Hour (MWh) | DECIMAL(10,2) | confidential |  |  | The incremental cost in US dollars per megawatt-hour to produce the next unit of energy at the scheduled output level. Used in economic dispatch optimization and bid cost recovery calculations. | FERC Order 888
asset_operations | dispatch_schedule | maximum_generation_mw | Maximum Generation Megawatt (MW) | DECIMAL(10,3) |  |  |  | The maximum generation capacity in megawatts available from the unit during the operating hour. Represents the upper operating limit considering unit capability and any derates. | NERC Reliability Standards
asset_operations | dispatch_schedule | minimum_down_time_hours | Minimum Down Time Hours | INT |  |  |  | The minimum number of consecutive hours the unit must remain offline once shut down. Operational constraint based on cooling requirements and thermal stress limits. | IEEE Standard 762
asset_operations | dispatch_schedule | minimum_generation_mw | Minimum Generation Megawatt (MW) | DECIMAL(10,3) |  |  |  | The minimum stable generation level in megawatts that the unit can sustain during the operating hour. Represents the lower operating limit for the unit. | NERC Reliability Standards
asset_operations | dispatch_schedule | minimum_up_time_hours | Minimum Up Time Hours | INT |  |  |  | The minimum number of consecutive hours the unit must remain online once started. Operational constraint based on unit design and thermal stress limits. | IEEE Standard 762
asset_operations | dispatch_schedule | must_run_flag | Must-Run Flag | BOOLEAN |  |  |  | Boolean indicator (True/False) denoting whether the unit is designated as must-run for reliability purposes. Must-run units are committed regardless of economic merit to maintain grid stability, voltage support, or local reliability. | FERC Order 2000
asset_operations | dispatch_schedule | operating_hour | Operating Hour | INT |  |  |  | The hour of the day (0-23) for which this dispatch schedule applies. Represents the hour-ending convention used in energy markets. | NERC Operating Manual
asset_operations | dispatch_schedule | ramp_rate_mw_per_min | Ramp Rate Megawatt (MW) per Minute | DECIMAL(8,3) |  |  |  | The maximum rate at which the generating unit can increase or decrease output, measured in megawatts per minute. Critical for load-following and frequency regulation services. | NERC Reliability Standards
asset_operations | dispatch_schedule | regulation_reserve_mw | Regulation Reserve Megawatt (MW) | DECIMAL(10,3) |  |  |  | The amount of generation capacity in megawatts reserved for automatic generation control (AGC) regulation service. This capacity is held back from energy dispatch to provide frequency regulation. | NERC Reliability Standards
asset_operations | dispatch_schedule | schedule_created_timestamp | Schedule Created Timestamp | TIMESTAMP |  |  |  | The date and time when this dispatch schedule record was first created in the system. Audit timestamp for record creation. | SOX Compliance
asset_operations | dispatch_schedule | schedule_date | Schedule Date | DATE |  |  |  | The calendar date for which this dispatch schedule is effective. Used for day-ahead and real-time dispatch planning. | FERC Order 888
asset_operations | dispatch_schedule | schedule_notes | Schedule Notes | STRING |  |  |  | Free-text field for operational notes, comments, or special instructions related to the dispatch schedule. May include reasons for out-of-merit dispatch, coordination notes, or operator remarks. | Operational Best Practices
asset_operations | dispatch_schedule | schedule_source_system | Schedule Source System | STRING |  |  |  | The name of the source system that generated this dispatch schedule. Typically the ABB or GE Energy Management System (EMS) dispatch engine, or the RTO/ISO market system. | Data Governance Framework
asset_operations | dispatch_schedule | schedule_type | Schedule Type | STRING |  | day_ahead¦real_time¦intra_day¦reliability¦emergency |  | Classification of the dispatch schedule based on market timing and purpose. Day-ahead schedules are produced 24 hours in advance; real-time schedules are produced hourly; reliability and emergency schedules address grid stability needs. | FERC Order 2000
asset_operations | dispatch_schedule | schedule_updated_timestamp | Schedule Updated Timestamp | TIMESTAMP |  |  |  | The date and time when this dispatch schedule record was last modified. Audit timestamp for record updates, capturing schedule revisions. | SOX Compliance
asset_operations | dispatch_schedule | schedule_version | Schedule Version | INT |  |  |  | Version number of the dispatch schedule. Increments when schedules are revised due to updated forecasts, unit availability changes, or market conditions. Version 1 is typically the day-ahead schedule. | ISO/RTO Market Rules
asset_operations | dispatch_schedule | scheduled_mw_output | Scheduled Megawatt (MW) Output | DECIMAL(10,3) |  |  |  | The planned generation output in megawatts (MW) for the generating unit during the specified operating hour. This is the target output level determined by the Energy Management System (EMS) dispatch optimization. | IEEE Standard 1547
asset_operations | dispatch_schedule | settlement_interval | Settlement Interval | INT |  |  |  | The sub-hourly settlement interval (typically 5, 10, or 15 minutes) within the operating hour for which this schedule applies. Used in real-time markets with sub-hourly dispatch and settlement. | ISO/RTO Market Rules
asset_operations | dispatch_schedule | spinning_reserve_mw | Spinning Reserve Megawatt (MW) | DECIMAL(10,3) |  |  |  | The amount of synchronized generation capacity in megawatts held in reserve to respond to sudden generation or transmission outages within 10 minutes. | NERC Reliability Standards
asset_operations | dispatch_schedule | startup_cost_usd | Startup Cost United States Dollars (USD) | DECIMAL(12,2) | confidential |  |  | The estimated cost in US dollars to start the generating unit from an offline state. Includes fuel, labor, and wear-and-tear costs. Used in unit commitment optimization. | FERC Form 1
asset_operations | dispatch_schedule | startup_type | Startup Type | STRING |  | hot¦warm¦cold |  | Classification of the unit startup condition if the unit is being committed from an offline state. Hot startup occurs within 8 hours of shutdown; warm startup within 8-48 hours; cold startup after 48+ hours. Affects startup time and costs. | NERC Operating Manual
asset_operations | dispatch_schedule | transmission_constraint_flag | Transmission Constraint Flag | BOOLEAN |  |  |  | Boolean indicator (True/False) denoting whether transmission system constraints influenced the dispatch schedule. True indicates the unit was dispatched out-of-economic-merit to address transmission congestion or voltage issues. | FERC Order 888
asset_operations | generating_unit | cost_center_id | Cost Center Id (Foreign Key) | BIGINT |  |  | finance.cost_center.cost_center_id | Foreign key linking to finance.cost_center. Business justification: Individual generating units track O&M costs separately for unit-level performance analysis, heat rate economics, and regulatory cost allocation. Essential for unit profitability analysis and FERC Form | Internal - LLM Generated Cross-Domain Link
asset_operations | generating_unit | cpcn_docket_id | Cpcn Docket Id (Foreign Key) | BIGINT |  |  | regulatory.docket.docket_id | Foreign key linking to regulatory.docket. Business justification: Individual generating units often require separate CPCN approval, especially for capacity additions or repowering projects. Linking units to their authorizing dockets supports cost recovery filings, p | Internal - LLM Generated Cross-Domain Link
asset_operations | generating_unit | master_id | Asset Master Id (Foreign Key) | BIGINT |  |  | asset.master.master_id | Foreign key linking to asset.asset_master. Business justification: Generating units (turbines, generators, boilers) are major capital assets requiring comprehensive asset management. This FK enables work order tracking, failure analysis, and depreciation calculations | Internal - LLM Generated Cross-Domain Link
asset_operations | generating_unit | plant_id | Plant ID | BIGINT |  |  | generation.plant.plant_id | Identifier of the parent generation plant or facility where this unit is located. | EIA-860 Reporting Standard
asset_operations | generating_unit | transmission_substation_id | Interconnection Substation Id (Foreign Key) | BIGINT |  |  | transmission.transmission_substation.transmission_substation_id | Foreign key linking to transmission.transmission_substation. Business justification: Individual generating units interconnect at specific substations for unit-level dispatch instructions and protection coordination. Required for security-constrained unit commitment, real-time AGC sign | Internal - LLM Generated Cross-Domain Link
asset_operations | generating_unit | ancillary_services_capable | Ancillary Services Capable | STRING |  |  |  | Comma-separated list of ancillary services the generating unit is technically capable of providing (e.g., regulation, spinning reserve, non-spinning reserve, voltage support, black start). | FERC Order 888, RTO/ISO Ancillary Service Markets
asset_operations | generating_unit | balancing_authority | Balancing Authority | STRING |  |  |  | NERC-registered Balancing Authority responsible for integrating resource plans, maintaining load-interchange-generation balance, and supporting interconnection frequency in real time for the area where this unit operates. | NERC Functional Model
asset_operations | generating_unit | black_start_capable | Black Start Capable | BOOLEAN |  |  |  | Indicates whether the generating unit has black start capability, meaning it can start without external electrical supply and help restore the grid after a blackout. True if capable, False otherwise. | NERC EOP-005 Black Start Standard
asset_operations | generating_unit | capacity_factor_target_pct | Target Capacity Factor (Percent) | DECIMAL(5,2) |  |  |  | Target or expected capacity factor for the generating unit, expressed as a percentage. Capacity factor is the ratio of actual output over a period to the maximum possible output if the unit operated at full capacity continuously. | EIA-923 Reporting Standard, IRP Guidelines
asset_operations | generating_unit | carbon_capture_enabled | Carbon Capture Enabled | BOOLEAN |  |  |  | Indicates whether the generating unit is equipped with carbon capture and storage (CCS) or carbon capture and utilization (CCU) technology. True if equipped, False otherwise. | EPA Greenhouse Gas Reporting Program
asset_operations | generating_unit | commercial_operation_date | Commercial Operation Date | DATE |  |  |  | Date when the generating unit first entered commercial service and began producing electricity for sale or delivery to the grid. | EIA-860 Reporting Standard, FERC Form 1
asset_operations | generating_unit | cooling_system_type | Cooling System Type | STRING |  | once_through¦recirculating¦dry_cooling¦hybrid¦none |  | Type of cooling system used by the generating unit for thermal plants. Once Through=direct water cooling, Recirculating=cooling tower with water reuse, Dry Cooling=air-cooled condenser, Hybrid=combination system, None=not applicable for non-thermal units. | EIA-860 Reporting Standard
asset_operations | generating_unit | dispatch_priority | Dispatch Priority | INT |  |  |  | Numeric priority ranking used by the Energy Management System (EMS) for economic dispatch and unit commitment decisions. Lower numbers indicate higher priority. | EMS Operating Procedures
asset_operations | generating_unit | eia_generator_code | EIA Generator ID | STRING |  |  |  | Energy Information Administration (EIA) unique identifier for the generator, used in EIA-860 and EIA-923 regulatory reporting. | EIA-860 Reporting Standard |  | TRUE | EIA (Energy Information Administration) assigns generator IDs for federal reporting purposes (Form EIA-860, EIA-923). This is an external government system identifier. The utility does not manage EIA's registry — it merely references the assigned ID for regulatory reporting. Rename to eia_generator_code.
asset_operations | generating_unit | emissions_control_equipment | Emissions Control Equipment | STRING |  |  |  | Description of installed emissions control technologies (e.g., Selective Catalytic Reduction for NOx, Flue Gas Desulfurization for SO2, Electrostatic Precipitator for particulates, Carbon Capture and Storage). | EPA Clean Air Act Reporting, EIA-860
asset_operations | generating_unit | fuel_primary | Primary Fuel Type | STRING |  |  |  | Primary fuel type consumed by the generating unit (e.g., natural gas, coal, uranium, wind, solar, water). Aligns with EIA fuel type codes. | EIA-923 Reporting Standard
asset_operations | generating_unit | fuel_secondary | Secondary Fuel Type | STRING |  |  |  | Secondary or backup fuel type that the unit can consume, if applicable. Null for units with single fuel capability. | EIA-923 Reporting Standard
asset_operations | generating_unit | generating_unit_id | Generating Unit ID | BIGINT |  |  |  | Unique identifier for the generating unit. Primary key for the generating unit entity. | EIA-860 Reporting Standard | TRUE
asset_operations | generating_unit | heat_rate_btu_per_kwh | Heat Rate (BTU per kWh) | DECIMAL(10,2) |  |  |  | Measure of generating unit thermal efficiency, expressed as British Thermal Units (BTU) of fuel energy input required to produce one kilowatt-hour (kWh) of electrical output. Lower values indicate higher efficiency. | EIA-923 Reporting Standard
asset_operations | generating_unit | interconnection_voltage_kv | Interconnection Voltage (kV) | DECIMAL(8,2) |  |  |  | Voltage level in kilovolts (kV) at which the generating unit interconnects to the transmission or distribution grid. | NERC Interconnection Standards
asset_operations | generating_unit | last_major_overhaul_date | Last Major Overhaul Date | DATE |  |  |  | Date of the most recent major overhaul, refurbishment, or life-extension project performed on the generating unit. | Asset Management Best Practices
asset_operations | generating_unit | manufacturer | Equipment Manufacturer | STRING |  |  |  | Name of the manufacturer or original equipment manufacturer (OEM) of the primary generating equipment (turbine, generator, or inverter). | Asset Management Best Practices
asset_operations | generating_unit | minimum_stable_load_mw | Minimum Stable Load (MW) | DECIMAL(10,3) |  |  |  | Minimum output level at which the generating unit can operate continuously in a stable manner without shutting down, measured in Megawatts (MW). | NERC Glossary, EMS Operating Procedures
asset_operations | generating_unit | model_number | Equipment Model Number | STRING |  |  |  | Manufacturer model number or designation of the generating equipment. | Asset Management Best Practices
asset_operations | generating_unit | must_run_designation | Must-Run Designation | BOOLEAN |  |  |  | Indicates whether the generating unit has been designated as a must-run or reliability-must-run (RMR) unit by the RTO/ISO or Balancing Authority for grid reliability purposes. True if designated, False otherwise. | NERC Reliability Standards, RTO/ISO Tariffs
asset_operations | generating_unit | nameplate_capacity_mw | Nameplate Capacity (MW) | DECIMAL(10,3) |  |  |  | Maximum rated output of the generator under ideal conditions as specified by the manufacturer, measured in Megawatts (MW). | EIA-860 Reporting Standard, NERC Glossary
asset_operations | generating_unit | nerc_unit_code | NERC Unit ID | STRING |  |  |  | North American Electric Reliability Corporation (NERC) unique identifier for the generating unit, used in NERC GADS reporting and reliability coordination. | NERC GADS Reporting Requirements |  | TRUE | NERC (North American Electric Reliability Corporation) assigns unit identifiers to generating units for regulatory compliance tracking. This is an external regulatory system identifier — the utility references this ID but does not manage NERC's registry. No NERC unit table exists or should exist in this model. Rename to nerc_unit_code to clarify it is an external reference.
asset_operations | generating_unit | net_summer_capacity_mw | Net Summer Capacity (MW) | DECIMAL(10,3) |  |  |  | Maximum net output the unit can sustain over a specified period under summer ambient conditions, accounting for station service loads, measured in Megawatts (MW). | EIA-860 Reporting Standard, NERC Glossary
asset_operations | generating_unit | net_winter_capacity_mw | Net Winter Capacity (MW) | DECIMAL(10,3) |  |  |  | Maximum net output the unit can sustain over a specified period under winter ambient conditions, accounting for station service loads, measured in Megawatts (MW). | EIA-860 Reporting Standard, NERC Glossary
asset_operations | generating_unit | next_scheduled_outage_date | Next Scheduled Outage Date | DATE |  |  |  | Date of the next planned maintenance outage for the generating unit. Used for outage coordination and resource adequacy planning. | NERC GADS, Outage Coordination Procedures
asset_operations | generating_unit | ownership_type | Ownership Type | STRING |  | owned¦leased¦ppa¦tolling¦joint_ownership |  | Legal ownership or contractual arrangement for the generating unit. Owned=utility-owned asset, Leased=leased from third party, PPA=Power Purchase Agreement with independent producer, Tolling=fuel conversion service agreement, Joint Ownership=shared ownership with other utilities. | FERC Form 1, Utility Accounting Standards
asset_operations | generating_unit | planned_retirement_date | Planned Retirement Date | DATE |  |  |  | Anticipated date for permanent retirement of the generating unit, if known. Used for long-term resource planning and Integrated Resource Plan (IRP) development. | EIA-860 Reporting Standard, IRP Guidelines
asset_operations | generating_unit | prime_mover_code | Prime Mover Code | STRING |  |  |  | EIA-860 standard code identifying the type of prime mover (engine or turbine) that drives the generator. ST=Steam Turbine, GT=Gas Turbine, IC=Internal Combustion, CA=Combined Cycle Steam, CT=Combustion Turbine, CS=Combined Cycle Single Shaft, CC=Combined Cycle, CE=Compressed Air Energy Storage, HY=Hydraulic Turbine, PS=Pumped Storage, PV=Photovoltaic, WT=Wind Turbine, WS=Wind Turbine Offshore, FC=Fuel Cell, ES=Energy Storage, OT=Other. [ENUM-REF-CANDIDATE: ST¦GT¦IC¦CA¦CT¦CS¦CC¦CE¦HY¦PS¦PV¦WT¦WS¦FC¦ES¦OT — 16 candidates stripped; promote to reference product] | EIA-860 Reporting Standard
asset_operations | generating_unit | ramp_rate_mw_per_min | Ramp Rate (MW per Minute) | DECIMAL(8,3) |  |  |  | Maximum rate at which the generating unit can increase or decrease its output, measured in Megawatts per minute (MW/min). Critical for dispatch flexibility and grid balancing. | NERC Glossary, EMS Operating Procedures
asset_operations | generating_unit | renewable_energy_credit_eligible | Renewable Energy Credit (REC) Eligible | BOOLEAN |  |  |  | Indicates whether the generating unit is eligible to generate Renewable Energy Credits (RECs) under applicable Renewable Portfolio Standard (RPS) programs. True if eligible, False otherwise. | State RPS Programs, REC Tracking Systems
asset_operations | generating_unit | retirement_date | Retirement Date | DATE |  |  |  | Date when the generating unit was permanently retired from service. Null for active units. | EIA-860 Reporting Standard
asset_operations | generating_unit | rto_iso_region | RTO/ISO Region | STRING |  |  |  | Regional Transmission Organization (RTO) or Independent System Operator (ISO) market region in which the generating unit participates (e.g., PJM, CAISO, ERCOT, MISO, NYISO, ISO-NE, SPP). | FERC Order 2000, RTO/ISO Operating Agreements
asset_operations | generating_unit | scada_point_reference | SCADA Point ID | STRING |  |  |  | Supervisory Control and Data Acquisition (SCADA) system identifier or tag name for real-time telemetry data from this generating unit. | SCADA System Documentation |  | TRUE | SCADA (Supervisory Control and Data Acquisition) point IDs are references to data points in the utility's SCADA/EMS operational technology system. This is an infrastructure/technical system reference (Tier 1 filter). The SCADA system is an external operational technology platform — its point registry is not modeled in this enterprise data model. Rename to scada_point_reference.
asset_operations | generating_unit | serial_number | Equipment Serial Number | STRING | confidential |  |  | Unique serial number assigned by the manufacturer to the generating equipment unit. | Asset Management Best Practices
asset_operations | generating_unit | synchronization_date | Grid Synchronization Date | DATE |  |  |  | Date when the generating unit was first synchronized to the electrical grid for testing or initial operation. | EIA-860 Reporting Standard
asset_operations | generating_unit | technology_type | Technology Type | STRING |  |  |  | Detailed technology classification of the generating unit (e.g., supercritical coal, combined cycle gas turbine, pressurized water reactor, onshore wind, utility-scale solar PV, pumped hydro storage). | EIA-860 Reporting Standard
asset_operations | generating_unit | unit_code | Unit Code | STRING |  |  |  | Externally-known alphanumeric code or designation for the generating unit, used in operational systems and regulatory filings. | EIA-860 Reporting Standard
asset_operations | generating_unit | unit_name | Unit Name | STRING |  |  |  | Human-readable name or designation of the generating unit (e.g., Boiler 1, Turbine A, Wind Turbine 42, Solar Inverter Block 3). | EIA-860 Reporting Standard
asset_operations | generating_unit | unit_status | Unit Operational Status | STRING |  |  |  | Current operational status of the generating unit in its lifecycle. Available=ready for dispatch, Operating=currently generating, Forced Outage=unplanned unavailability, Planned Outage=scheduled maintenance, Derated=operating below full capacity, Standby=ready but not dispatched, Retired=permanently out of service, Mothballed=temporarily preserved for potential future use. [ENUM-REF-CANDIDATE: available¦operating¦forced_outage¦planned_outage¦derated¦standby¦retired¦mothballed — 8 candidates stripped; promote to reference product] | NERC GADS, EMS Operating Procedures
asset_operations | generating_unit | unit_type | Unit Type | STRING |  |  |  | High-level classification of the generating unit by energy source or technology type. [ENUM-REF-CANDIDATE: fossil¦nuclear¦hydro¦wind¦solar¦geothermal¦biomass¦storage¦other — 9 candidates stripped; promote to reference product] | EIA-860 Reporting Standard
asset_operations | generating_unit | water_source | Water Source | STRING |  |  |  | Primary water source used for cooling or other plant operations (e.g., river, lake, ocean, groundwater, municipal supply). Applicable to thermal and hydro units. | EIA-860 Reporting Standard
asset_operations | generation_outage_event | compliance_event_id | Compliance Event Id (Foreign Key) | BIGINT |  |  | regulatory.compliance_event.compliance_event_id | Foreign key linking to regulatory.compliance_event. Business justification: Forced outages trigger compliance events such as NERC GADS reporting, availability violations, or penalty assessments. Linking outages to compliance events enables tracking of regulatory consequences, | Internal - LLM Generated Cross-Domain Link
asset_operations | generation_outage_event | generating_unit_id | Generating Unit ID | BIGINT |  |  | generation.generating_unit.generating_unit_id | Foreign key reference to the generating unit (power plant unit) that experienced the outage. Links to the generation asset master data. | NERC GADS Reporting Requirements
asset_operations | generation_outage_event | affected_system | Affected System | STRING |  |  |  | Primary system or component of the generating unit that was affected by the outage (e.g., boiler, turbine, generator, condenser, cooling system, fuel handling, emissions control, electrical auxiliary). | NERC GADS Component Classification
asset_operations | generation_outage_event | available_capacity_mw | Available Capacity (MW) | DECIMAL(10,3) |  |  |  | Remaining generating capacity (in megawatts) available during a partial outage. Zero for full outages. Used to calculate net capacity impact and dispatch availability. | NERC GADS Reporting Requirements
asset_operations | generation_outage_event | created_timestamp | Created Timestamp | TIMESTAMP |  |  |  | Date and time when this outage event record was first created in the system. Used for audit trail and data lineage tracking.
asset_operations | generation_outage_event | derated_capacity_mw | Derated Capacity (MW) | DECIMAL(10,3) |  |  |  | Amount of generating capacity (in megawatts) that was unavailable during the outage. For full outages, this equals the unit's nameplate capacity. For partial outages, this is the reduction in available capacity. | NERC GADS Reporting Requirements
asset_operations | generation_outage_event | efor_contribution_hours | EFOR Contribution Hours | DECIMAL(10,2) |  |  |  | Equivalent forced outage hours contributed by this event to the unit's Equivalent Forced Outage Rate (EFOR) calculation. Accounts for both full and partial forced outages weighted by capacity impact. | NERC GADS EFOR Calculation Methodology
asset_operations | generation_outage_event | environmental_incident_flag | Environmental Incident Flag | BOOLEAN |  |  |  | Boolean indicator (True/False) specifying whether the outage was associated with an environmental incident (e.g., emissions exceedance, spill, discharge violation). True if EPA or state environmental reporting is required. | EPA Reporting Requirements
asset_operations | generation_outage_event | estimated_revenue_impact_usd | Estimated Revenue Impact (USD) | DECIMAL(15,2) | confidential |  |  | Estimated financial impact of the outage in US dollars, calculated based on lost generation and applicable market prices (LMP, PPA rates, or avoided cost). Used for financial reporting and outage cost-benefit analysis. | FERC Uniform System of Accounts
asset_operations | generation_outage_event | extension_reason | Extension Reason | STRING |  |  |  | Explanation for why a planned outage was extended beyond its scheduled duration (e.g., additional repairs discovered, parts delay, weather, contractor availability). Null if no extension occurred.
asset_operations | generation_outage_event | fuel_type | Fuel Type | STRING |  |  |  | Type of fuel or energy source used by the generating unit that experienced the outage. Used for fuel-specific reliability analysis and RPS compliance tracking. [ENUM-REF-CANDIDATE: coal¦natural_gas¦nuclear¦hydro¦wind¦solar¦oil¦biomass¦geothermal — 9 candidates stripped; promote to reference product] | EIA Form 860
asset_operations | generation_outage_event | generation_outage_event_id | Generation Outage Event ID | BIGINT |  |  |  | Unique identifier for the generation outage event record. Primary key for this entity. |  | TRUE
asset_operations | generation_outage_event | last_updated_timestamp | Last Updated Timestamp | TIMESTAMP |  |  |  | Date and time when this outage event record was most recently modified. Used for audit trail and change tracking.
asset_operations | generation_outage_event | lost_generation_mwh | Lost Generation (MWh) | DECIMAL(12,3) |  |  |  | Total energy generation lost due to the outage, measured in megawatt-hours. Calculated as derated capacity multiplied by outage duration. Used for revenue impact analysis and capacity factor calculations.
asset_operations | generation_outage_event | maintenance_cost_usd | Maintenance Cost (USD) | DECIMAL(15,2) | confidential |  |  | Total cost of maintenance or repair work performed during the outage in US dollars, including labor, materials, and contractor expenses. Sourced from work order cost actuals in Oracle WAM or IBM Maximo. | FERC Uniform System of Accounts
asset_operations | generation_outage_event | nerc_gads_reportable_flag | NERC GADS Reportable Flag | BOOLEAN |  |  |  | Boolean indicator (True/False) specifying whether this outage event must be reported to NERC under the Generating Availability Data System (GADS) reporting requirements. True for events meeting NERC reporting thresholds. | NERC GADS Reporting Requirements
asset_operations | generation_outage_event | nerc_gads_submission_date | NERC GADS Submission Date | DATE |  |  |  | Date when the outage event data was submitted to NERC GADS for regulatory compliance reporting. Null if not yet submitted or not reportable. | NERC GADS Reporting Requirements
asset_operations | generation_outage_event | outage_approval_date | Outage Approval Date | DATE |  |  |  | Date when the planned outage was approved by management, operations, or the RTO/ISO outage coordination process. Null for forced outages.
asset_operations | generation_outage_event | outage_cause_code | NERC GADS Outage Cause Code | STRING |  |  |  | Standardized NERC GADS cause code identifying the root cause of the outage (e.g., boiler tube leak, turbine blade failure, transformer fault, fuel supply interruption). Required for NERC GADS submissions and reliability analysis. | NERC GADS Cause Code Classification
asset_operations | generation_outage_event | outage_cause_description | Outage Cause Description | STRING |  |  |  | Detailed narrative description of the root cause and circumstances of the outage event. Provides context beyond the standardized cause code for engineering analysis and lessons learned.
asset_operations | generation_outage_event | outage_coordinator | Outage Coordinator | STRING |  |  |  | Name or identifier of the individual responsible for coordinating the outage event, including scheduling, RTO/ISO notification, work order management, and return-to-service activities.
asset_operations | generation_outage_event | outage_duration_hours | Outage Duration Hours | DECIMAL(10,2) |  |  |  | Total duration of the outage event in hours, calculated as the difference between outage_start_timestamp and outage_end_timestamp. Used for SAIDI-equivalent generation reliability metrics and maintenance planning. | NERC GADS Reporting Requirements
asset_operations | generation_outage_event | outage_end_timestamp | Outage End Timestamp | TIMESTAMP |  |  |  | Date and time when the generating unit returned to service at full or partial capacity. Null if the outage is still ongoing. Used to calculate outage duration and availability metrics. | NERC GADS Reporting Requirements
asset_operations | generation_outage_event | outage_extension_flag | Outage Extension Flag | BOOLEAN |  |  |  | Boolean indicator (True/False) specifying whether a planned outage was extended beyond its originally scheduled end date. True if actual duration exceeded scheduled duration.
asset_operations | generation_outage_event | outage_number | Outage Number | STRING |  |  |  | Business identifier for the outage event, typically assigned by the work management system (Oracle WAM or IBM Maximo) or EMS. Used for tracking and reporting purposes. | NERC GADS Reporting Requirements
asset_operations | generation_outage_event | outage_start_timestamp | Outage Start Timestamp | TIMESTAMP |  |  |  | Date and time when the generating unit became unavailable or derated. Represents the moment the unit went offline or capacity was reduced. Critical for EFOR and availability calculations. | NERC GADS Reporting Requirements
asset_operations | generation_outage_event | outage_status | Outage Status | STRING |  | active¦completed¦extended¦cancelled |  | Current lifecycle status of the outage event. Active indicates the unit is currently offline. Completed means the unit has returned to service. Extended indicates a planned outage that exceeded its scheduled duration. Cancelled applies to planned outages that were aborted before execution.
asset_operations | generation_outage_event | outage_type | Outage Type | STRING |  | planned¦forced¦maintenance¦extension¦startup_failure¦shutdown |  | Classification of the outage event. Planned outages are scheduled in advance for maintenance or upgrades. Forced outages are unplanned events due to equipment failure or external factors. Maintenance outages are routine preventive work. Extension indicates a planned outage that ran longer than scheduled. Startup failure occurs when a unit fails to start. Shutdown captures events where a unit is taken offline. | NERC GADS Reporting Requirements
asset_operations | generation_outage_event | puc_reportable_flag | PUC Reportable Flag | BOOLEAN |  |  |  | Boolean indicator (True/False) specifying whether this outage event must be reported to the state Public Utility Commission under state regulatory requirements. True for events meeting state reporting thresholds. | State PUC Reporting Requirements
asset_operations | generation_outage_event | replacement_power_cost_usd | Replacement Power Cost (USD) | DECIMAL(15,2) | confidential |  |  | Cost of purchasing replacement power from the wholesale market or other sources to cover the capacity shortfall during the outage. Used for total outage cost analysis. | FERC Uniform System of Accounts
asset_operations | generation_outage_event | responsible_crew | Responsible Crew | STRING |  |  |  | Name or identifier of the maintenance crew, operations team, or contractor responsible for managing the outage and performing repair or maintenance work.
asset_operations | generation_outage_event | return_to_service_timestamp | Return to Service Timestamp | TIMESTAMP |  |  |  | Date and time when the unit was officially declared available for dispatch by the RTO/ISO or grid operator. May differ from outage_end_timestamp if testing or ramp-up is required. | RTO/ISO Operating Procedures
asset_operations | generation_outage_event | rto_iso_notification_method | RTO/ISO Notification Method | STRING |  | phone¦email¦ems_system¦web_portal¦automated |  | Method used to notify the RTO/ISO of the outage event (phone call, email, EMS system integration, web portal submission, or automated system notification). | RTO/ISO Operating Procedures
asset_operations | generation_outage_event | rto_iso_notification_timestamp | RTO/ISO Notification Timestamp | TIMESTAMP |  |  |  | Date and time when the Regional Transmission Organization or Independent System Operator was notified of the outage. Required for compliance with RTO/ISO operating procedures and market rules. | RTO/ISO Operating Procedures
asset_operations | generation_outage_event | safety_incident_flag | Safety Incident Flag | BOOLEAN |  |  |  | Boolean indicator (True/False) specifying whether the outage was associated with a safety incident (injury, near-miss, OSHA recordable event). True if OSHA reporting is required. | OSHA Reporting Requirements
asset_operations | generation_outage_event | scheduled_duration_hours | Scheduled Duration Hours | DECIMAL(10,2) |  |  |  | Originally planned duration of the outage in hours for planned or maintenance outages. Used to calculate schedule variance and extension impact. Null for forced outages.
asset_operations | generation_outage_event | scheduled_end_date | Scheduled End Date | DATE |  |  |  | Originally planned end date for planned or maintenance outages. Used to identify outage extensions and schedule variance. Null for forced outages.
asset_operations | generation_outage_event | scheduled_start_date | Scheduled Start Date | DATE |  |  |  | Originally planned start date for planned or maintenance outages. Used to track schedule adherence and compare planned versus actual outage timing. Null for forced outages.
asset_operations | generation_outage_event | source_system | Source System | STRING |  | oracle_wam¦ibm_maximo¦abb_ems¦ge_ems¦manual_entry |  | Identifier of the operational system that originated this outage event record (Oracle WAM, IBM Maximo, ABB EMS, GE EMS, or manual entry). Used for data lineage and reconciliation.
asset_operations | generation_outage_event | weather_related_flag | Weather Related Flag | BOOLEAN |  |  |  | Boolean indicator (True/False) specifying whether the outage was caused by or significantly influenced by weather conditions (e.g., extreme heat, cold, wind, lightning, ice). Used for climate resilience analysis.
asset_operations | generation_outage_event | work_order_number | Work Order Number | STRING |  |  |  | Work order identifier from the Enterprise Asset Management system (Oracle WAM or IBM Maximo) associated with the outage maintenance or repair activities. Links outage events to work management records.
asset_operations | plant | compliance_obligation_id | Compliance Obligation Id (Foreign Key) | BIGINT |  |  | regulatory.compliance_obligation.compliance_obligation_id | Foreign key linking to regulatory.compliance_obligation. Business justification: Generation plants are subject to specific compliance obligations (emissions limits, reliability standards, renewable portfolio standards) based on their fuel type, capacity, and jurisdiction. Linking | Internal - LLM Generated Cross-Domain Link
asset_operations | plant | cost_center_id | Cost Center Id (Foreign Key) | BIGINT |  |  | finance.cost_center.cost_center_id | Foreign key linking to finance.cost_center. Business justification: Plants are cost centers for O&M expense tracking, budget allocation, and FERC functional accounting. Required for monthly variance reporting, budget vs actual analysis, and regulatory cost allocation | Internal - LLM Generated Cross-Domain Link
asset_operations | plant | cpcn_docket_id | Cpcn Docket Id (Foreign Key) | BIGINT |  |  | regulatory.docket.docket_id | Foreign key linking to regulatory.docket. Business justification: Each generation plant's legal authority to operate originates from a Certificate of Public Convenience and Necessity (CPCN) proceeding conducted through a regulatory docket. Tracking the authorizing d | Internal - LLM Generated Cross-Domain Link
asset_operations | plant | master_id | Asset Master Id (Foreign Key) | BIGINT |  |  | asset.master.master_id | Foreign key linking to asset.asset_master. Business justification: Generation plants are physical capital assets that must be tracked in the enterprise asset management system. This FK enables lifecycle tracking, maintenance scheduling, and regulatory asset base calc | Internal - LLM Generated Cross-Domain Link
asset_operations | plant | transmission_substation_id | Interconnection Substation Id (Foreign Key) | BIGINT |  |  | transmission.transmission_substation.transmission_substation_id | Foreign key linking to transmission.transmission_substation. Business justification: Generation plants physically interconnect to transmission substations at specific voltage levels. Essential for real-time dispatch coordination, NERC compliance (MOD-001, TOP-002), outage coordination | Internal - LLM Generated Cross-Domain Link
asset_operations | plant | balancing_authority | Balancing Authority | STRING |  |  |  | The NERC-registered balancing authority responsible for real-time generation-load balance and frequency control in the area where the plant operates. Critical for SCADA integration and dispatch coordination. | NERC Balancing Authority Registry; NERC Standard BAL-001
asset_operations | plant | capacity_factor_percent | Capacity Factor (Percent) | DECIMAL(5,2) |  |  |  | Ratio of actual energy output to maximum possible output over a reporting period, expressed as a percentage. Used for renewable energy performance tracking, asset utilization analysis, and Power Purchase Agreement (PPA) performance guarantees. | EIA Form 923; NERC Generation Availability Data System (GADS)
asset_operations | plant | commercial_operation_date | Commercial Operation Date | DATE |  |  |  | Date when the generation facility began commercial electricity production and became eligible for market participation and revenue generation. Used for depreciation calculations, Power Purchase Agreement (PPA) milestone tracking, and Renewable Energy Certificate (REC) eligibility. | FERC Uniform System of Accounts; ISO/RTO Interconnection Agreements
asset_operations | plant | construction_year | Construction Year | INT |  |  |  | Year when the generation facility was originally constructed or substantially completed. Used for depreciation calculations, asset age analysis, and capital planning. | FERC Uniform System of Accounts; GAAP Fixed Asset Accounting
asset_operations | plant | county | County | STRING |  |  |  | County or parish where the generation facility is located. Used for property tax assessment, local permitting, and environmental impact reporting. | U.S. Census Bureau County Codes; Local Government Tax Records
asset_operations | plant | created_timestamp | Record Created Timestamp | TIMESTAMP |  |  |  | Timestamp when the plant master record was first created in the system. Used for data lineage tracking and audit trail purposes. | Data Governance Framework; SOX Audit Trail Requirements
asset_operations | plant | eia_plant_code | Energy Information Administration (EIA) Plant Code | STRING |  | '^[0-9]{1,6}$ |  | U.S. Department of Energy EIA-assigned unique identifier for the generation facility used in EIA-860 and EIA-923 reporting. | EIA Form 860; EIA Form 923
asset_operations | plant | emissions_controlled | Emissions Controlled Flag | BOOLEAN |  |  |  | Indicates whether the generation facility is equipped with emissions control technology (scrubbers, selective catalytic reduction, carbon capture). Used for EPA compliance reporting, Greenhouse Gas (GHG) inventory, and environmental cost allocation. | EPA Clean Air Act; EPA Continuous Emissions Monitoring System (CEMS) Requirements
asset_operations | plant | ems_resource_reference | Energy Management System (EMS) Resource Identifier | STRING |  |  |  | Unique identifier assigned to the generation facility within the utility's Energy Management System (EMS) or SCADA platform. Used for real-time dispatch instructions, telemetry data correlation, and outage coordination. | ABB/GE EMS Configuration Standards; ISO/RTO Telemetry Protocols |  | TRUE | EMS (Energy Management System) resource IDs reference resources in the utility's energy management system — an operational technology/infrastructure platform. This is a technical system reference (Tier 1 filter). The EMS resource registry is not modeled in this enterprise data model. Rename to ems_resource_reference.
asset_operations | plant | ferc_plant_code | Federal Energy Regulatory Commission (FERC) Plant Identifier | STRING |  | '^[0-9]{1,10}$ |  | FERC-assigned unique identifier for the generation facility used in FERC Form 1 reporting and rate case filings. | FERC Form 1; FERC Uniform System of Accounts |  | TRUE | FERC (Federal Energy Regulatory Commission) assigns plant identifiers for regulatory filings (FERC Form 1, etc.). This is an external regulatory system identifier. The utility references this ID for compliance reporting but does not manage FERC's registry. Rename to ferc_plant_code.
asset_operations | plant | fuel_type | Fuel Type | STRING |  |  |  | Primary fuel source used by the generation facility for energy production. Critical for fuel management, emissions tracking, and Renewable Portfolio Standard (RPS) compliance. [ENUM-REF-CANDIDATE: natural_gas¦coal¦nuclear¦solar¦wind¦hydro¦oil¦biomass¦geothermal¦dual_fuel — 10 candidates stripped; promote to reference product] | EIA Fuel Type Classification; EPA Emissions Reporting
asset_operations | plant | heat_rate_btu_per_kwh | Heat Rate (British Thermal Units per Kilowatt-Hour) | DECIMAL(10,2) |  |  |  | Thermal efficiency measure representing the amount of fuel energy (BTU) required to produce one kilowatt-hour (kWh) of electricity. Lower values indicate higher efficiency. Used for fuel cost forecasting, dispatch merit order, and performance benchmarking. | EIA Form 923; FERC Form 1; ASME Performance Test Codes
asset_operations | plant | interconnection_voltage_kv | Interconnection Voltage (Kilovolts) | DECIMAL(8,2) |  |  |  | Voltage level in kilovolts (kV) at which the generation facility connects to the transmission or distribution grid. Determines transmission access charges and Open Access Transmission Tariff (OATT) applicability. | FERC Order 888; IEEE Voltage Standards; ISO/RTO Interconnection Agreements
asset_operations | plant | iso_rto_region | Independent System Operator (ISO) / Regional Transmission Organization (RTO) Region | STRING |  |  |  | The ISO or RTO market region where the generation facility is interconnected and participates in wholesale electricity markets. Determines market rules, Locational Marginal Price (LMP) settlement, and transmission tariff obligations. [ENUM-REF-CANDIDATE: CAISO¦ERCOT¦ISONE¦MISO¦NYISO¦PJM¦SPP¦non_iso — 8 candidates stripped; promote to reference product] | FERC Order 888; ISO/RTO Tariffs; NERC Regional Entity Boundaries
asset_operations | plant | last_major_upgrade_date | Last Major Upgrade Date | DATE |  |  |  | Date of the most recent major capital upgrade or refurbishment that extended the useful life or increased the capacity of the generation facility. Used for depreciation recalculation and Allowance for Funds Used During Construction (AFUDC) tracking. | FERC Uniform System of Accounts; GAAP ASC 360
asset_operations | plant | last_updated_timestamp | Record Last Updated Timestamp | TIMESTAMP |  |  |  | Timestamp when the plant master record was most recently modified. Used for change tracking, data quality monitoring, and synchronization with downstream systems. | Data Governance Framework; SOX Audit Trail Requirements
asset_operations | plant | latitude | Latitude | DECIMAL(10,7) | restricted,pii_address |  |  | Geographic latitude coordinate of the generation facility in decimal degrees. Used for GIS mapping, weather correlation analysis, and transmission planning. | WGS84 Coordinate System; ESRI ArcGIS Standards
asset_operations | plant | longitude | Longitude | DECIMAL(10,7) | restricted,pii_address |  |  | Geographic longitude coordinate of the generation facility in decimal degrees. Used for GIS mapping, solar irradiance modeling, and transmission line routing. | WGS84 Coordinate System; ESRI ArcGIS Standards
asset_operations | plant | minimum_load_mw | Minimum Load (Megawatts) | DECIMAL(10,3) |  |  |  | Minimum stable operating output level in megawatts (MW) below which the generation unit cannot operate reliably. Used for unit commitment decisions, ancillary service qualification, and dispatch constraint modeling. | ISO/RTO Market Rules; NERC Operating Reliability Standards
asset_operations | plant | nameplate_capacity_mw | Nameplate Capacity (Megawatts) | DECIMAL(10,3) |  |  |  | Maximum rated electrical output capacity of the generation facility in megawatts (MW) under ideal operating conditions. Used for capacity market obligations, resource adequacy planning, and Integrated Resource Plan (IRP) modeling. | FERC Form 1; NERC Resource Registration; ISO/RTO Capacity Market Rules
asset_operations | plant | nerc_plant_code | North American Electric Reliability Corporation (NERC) Plant Code | STRING |  | '^[A-Z0-9]{1,10}$ |  | NERC-assigned unique identifier for the generation facility used in Bulk Electric System (BES) registration and compliance reporting. | NERC Compliance Registry; NERC Standards
asset_operations | plant | net_capacity_mw | Net Capacity (Megawatts) | DECIMAL(10,3) |  |  |  | Actual electrical output capacity available for delivery to the grid after accounting for auxiliary load and station service requirements. Used for dispatch scheduling and market settlement. | NERC Resource Registration; ISO/RTO Market Settlement
asset_operations | plant | operator_name | Operator Name | STRING | restricted,pii_identifier |  |  | Name of the entity responsible for day-to-day operations and maintenance of the generation facility. May differ from the owner in cases of third-party operations and maintenance (O&M) contracts. | NERC Compliance Registry; ISO/RTO Market Participant Registration
asset_operations | plant | ownership_percentage | Ownership Percentage | DECIMAL(5,2) |  |  |  | Percentage of the generation facility owned by the utility, expressed as a decimal (e.g., 100.00 for wholly-owned, 50.00 for joint venture). Used for capacity allocation, cost allocation, and FERC Form 1 reporting. | FERC Form 1; FERC Uniform System of Accounts
asset_operations | plant | plant_code | Plant Code | STRING |  | '^[A-Z0-9]{4,12}$ |  | Externally-known unique alphanumeric code assigned to the generation facility for operational and regulatory identification. Used in dispatch instructions, market bids, and regulatory filings. | NERC Plant Code Standard; ISO/RTO Registration
asset_operations | plant | plant_id | Plant Identifier | BIGINT |  |  |  | Unique identifier for the power generation facility. Primary key for the plant entity. | FERC Form 1; NERC Compliance Registry | TRUE
asset_operations | plant | plant_name | Plant Name | STRING |  |  |  | Official name of the power generation facility as registered with regulatory authorities and used in operational communications. | FERC Form 1; State PUC Filings
asset_operations | plant | plant_status | Plant Operational Status | STRING |  | operating¦mothballed¦retired¦under_construction¦planned¦decommissioned |  | Current operational lifecycle state of the generation facility. Determines availability for dispatch, capacity market participation, and regulatory reporting obligations. | NERC Resource Registration; ISO/RTO Market Rules
asset_operations | plant | ppa_contract_flag | Power Purchase Agreement (PPA) Contract Flag | BOOLEAN |  |  |  | Indicates whether the generation facility operates under a Power Purchase Agreement (PPA) with the utility or third-party offtaker. Used for revenue forecasting, contract administration, and regulatory cost recovery filings. | FERC PPA Filing Requirements; State PUC Contract Approval Rules
asset_operations | plant | primary_use | Primary Use Classification | STRING |  | baseload¦intermediate¦peaking¦renewable_intermittent¦energy_storage¦backup |  | Operational dispatch classification describing the typical role of the generation facility in meeting system load. Used for unit commitment optimization, capacity factor analysis, and Integrated Resource Plan (IRP) modeling. | NERC Generation Resource Types; ISO/RTO Market Participation Rules
asset_operations | plant | ramp_rate_mw_per_minute | Ramp Rate (Megawatts per Minute) | DECIMAL(8,3) |  |  |  | Maximum rate at which the generation facility can increase or decrease output, measured in megawatts per minute. Critical for frequency regulation, load following, and renewable integration support. | ISO/RTO Ancillary Service Requirements; NERC Standard BAL-001
asset_operations | plant | rec_eligible | Renewable Energy Certificate (REC) Eligible Flag | BOOLEAN |  |  |  | Indicates whether the generation facility is eligible to generate Renewable Energy Certificates (RECs) for compliance with state RPS mandates or voluntary green power programs. | State RPS Regulations; NERC e-Tag Standards for REC Tracking
asset_operations | plant | regulatory_jurisdiction | Regulatory Jurisdiction | STRING |  | ferc¦state_puc¦municipal¦cooperative¦federal_power_marketing |  | Primary regulatory authority with rate-setting and operational oversight for the generation facility. Determines rate case filing requirements, prudency review processes, and cost recovery mechanisms. | Federal Power Act; State PUC Enabling Statutes; FERC Jurisdictional Determinations
asset_operations | plant | renewable_energy_flag | Renewable Energy Flag | BOOLEAN |  |  |  | Indicates whether the generation facility qualifies as a renewable energy resource under state Renewable Portfolio Standard (RPS) programs and federal Production Tax Credit (PTC) or Investment Tax Credit (ITC) eligibility. | State RPS Statutes; IRS Publication 946; EIA Renewable Energy Classification
asset_operations | plant | retirement_date | Retirement Date | DATE |  |  |  | Planned or actual date when the generation facility ceased or will cease commercial operations. Used for capacity planning, asset retirement obligation (ARO) accounting, and regulatory decommissioning filings. | FERC Form 1; State PUC Retirement Filings; GAAP ASC 410
asset_operations | plant | scada_integration_flag | Supervisory Control and Data Acquisition (SCADA) Integration Flag | BOOLEAN |  |  |  | Indicates whether the generation facility is integrated with the utility's Energy Management System (EMS) or SCADA platform for real-time telemetry, dispatch control, and automatic generation control (AGC). | NERC Standard CIP-002; ISO/RTO Telemetry Requirements
asset_operations | plant | startup_time_hours | Startup Time (Hours) | DECIMAL(6,2) |  |  |  | Time required in hours to bring the generation unit from offline to minimum load under normal conditions. Used for day-ahead market bidding, unit commitment optimization, and reliability planning. | ISO/RTO Market Rules; NERC Generation Availability Data System (GADS)
asset_operations | plant | state_code | State Code | STRING |  | '^[A-Z]{2}$ |  | Two-letter U.S. state abbreviation where the generation facility is physically located. Determines state Public Utility Commission (PUC) jurisdiction, Renewable Portfolio Standard (RPS) eligibility, and emissions regulations. | ISO 3166-2:US; State PUC Jurisdictional Rules
asset_operations | plant | technology_type | Technology Type | STRING |  |  |  | Generation technology classification describing the conversion process from fuel to electricity. Used for heat rate analysis, dispatch optimization, and capacity planning. [ENUM-REF-CANDIDATE: combined_cycle¦combustion_turbine¦steam_turbine¦photovoltaic¦wind_turbine¦hydroelectric¦nuclear_reactor¦battery_storage — 8 candidates stripped; promote to reference product] | EIA Technology Classification; NERC Generation Resource Types
asset_operations | unit_output | generating_unit_id | Generating Unit ID | BIGINT |  |  | generation.generating_unit.generating_unit_id | Foreign key reference to the generating unit (power plant unit) that produced this output measurement. Links to the generation unit master data. | NERC Generating Unit Registry
asset_operations | unit_output | ppa_contract_id | Power Purchase Agreement (PPA) Contract ID | BIGINT |  |  | market.ppa_contract.ppa_contract_id | Foreign key reference to the Power Purchase Agreement (PPA) contract under which this generation output was produced and sold. Null for merchant generation or utility-owned generation not under a PPA. | FERC Standard Contract Terms
asset_operations | unit_output | ambient_temperature_f | Ambient Temperature (°F) | DECIMAL(6,2) |  |  |  | Ambient air temperature at the plant site during the interval, measured in degrees Fahrenheit. Affects unit performance, especially for combustion turbines and air-cooled condensers. Used for temperature-corrected performance analysis. | ASME PTC 22
asset_operations | unit_output | auxiliary_load_mwh | Auxiliary Load (MWh) | DECIMAL(18,6) |  |  |  | Electrical energy consumed by the power plant's own auxiliary equipment (pumps, fans, controls, lighting) during the interval, measured in megawatt-hours (MWh). Deducted from gross generation to calculate net generation. | NERC Glossary of Terms
asset_operations | unit_output | barometric_pressure_inhg | Barometric Pressure (inHg) | DECIMAL(6,3) |  |  |  | Barometric pressure at the plant site during the interval, measured in inches of mercury (inHg). Affects combustion turbine performance and is used for altitude and weather corrections in performance calculations. | ASME PTC 22
asset_operations | unit_output | capacity_factor_percent | Capacity Factor (%) | DECIMAL(5,2) |  |  |  | Ratio of actual net generation to maximum possible generation (nameplate capacity) during the interval, expressed as a percentage. Key performance indicator for unit utilization and efficiency. | EIA Form 860
asset_operations | unit_output | co2_emissions_tons | Carbon Dioxide (CO2) Emissions (Tons) | DECIMAL(12,6) |  |  |  | Carbon dioxide emissions produced during the interval, measured in short tons. Calculated from fuel consumption and emission factors or measured via continuous emissions monitoring system (CEMS). Required for greenhouse gas (GHG) reporting and carbon compliance. | EPA 40 CFR Part 98
asset_operations | unit_output | created_timestamp | Created Timestamp | TIMESTAMP |  |  |  | The date and time when this unit output record was first created in the MDMS or data warehouse. Used for data lineage and audit trail purposes. | Internal Data Governance Standard
asset_operations | unit_output | data_quality_flag | Data Quality Flag | STRING |  | valid¦estimated¦missing¦suspect¦manual¦failed_validation |  | Indicates the quality and reliability of the telemetry data for this interval. Valid data passed all validation checks; estimated data was calculated due to sensor failure; missing data was not received; suspect data failed range checks; manual data was operator-entered; failed_validation data did not meet NERC or EPA quality standards. | NERC Standard MOD-032
asset_operations | unit_output | dispatch_mode | Dispatch Mode | STRING |  | baseload¦cycling¦peaking¦must_run¦economic¦manual |  | The operational dispatch mode of the unit during the interval. Indicates how the unit was being operated: baseload (continuous), cycling (load-following), peaking (on-demand), must-run (reliability), economic (market-driven), or manual (operator-controlled). | NERC Standard BAL-502
asset_operations | unit_output | frequency_hz | Frequency (Hz) | DECIMAL(6,3) |  |  |  | Average electrical frequency at the generator terminals during the interval, measured in hertz (Hz). Standard grid frequency is 60 Hz in North America. Deviations indicate grid imbalance. | NERC Standard BAL-001
asset_operations | unit_output | fuel_consumption_mmbtu | Fuel Consumption (MMBtu) | DECIMAL(15,3) |  |  |  | Total fuel energy consumed during the interval, measured in millions of British Thermal Units (MMBtu). Calculated from fuel flow meters and fuel heating value. Used for fuel cost allocation and emissions calculation. | EPA 40 CFR Part 75
asset_operations | unit_output | gross_generation_mwh | Gross Generation (MWh) | DECIMAL(18,6) |  |  |  | Total electrical energy generated by the unit during the interval, measured in megawatt-hours (MWh), before deducting station auxiliary load. Represents the total output at the generator terminals. | NERC Glossary of Terms
asset_operations | unit_output | heat_rate_btu_per_kwh | Heat Rate (BTU/kWh) | DECIMAL(10,3) |  |  |  | Actual thermal efficiency of the generating unit during the interval, measured in British Thermal Units (BTU) of fuel energy input per kilowatt-hour (kWh) of electrical energy output. Lower values indicate higher efficiency. Critical for fuel cost optimization and performance benchmarking. | ASME PTC 46
asset_operations | unit_output | interval_duration_minutes | Interval Duration (Minutes) | INT |  |  |  | The duration of the measurement interval in minutes. Common values are 5, 15, or 60 minutes. Used to normalize interval data to hourly or daily totals. | FERC Order 888
asset_operations | unit_output | interval_timestamp | Interval Timestamp | TIMESTAMP |  |  |  | The precise date and time when this generation output measurement was recorded by the SCADA historian system. Represents the end of the measurement interval. Typically recorded at 5-minute or 15-minute intervals depending on unit type and regulatory requirements. | NERC Standard MOD-032
asset_operations | unit_output | last_updated_timestamp | Last Updated Timestamp | TIMESTAMP |  |  |  | The date and time when this unit output record was last modified or updated. Used for change tracking and data quality auditing. | Internal Data Governance Standard
asset_operations | unit_output | net_generation_mwh | Net Generation (MWh) | DECIMAL(18,6) |  |  |  | Net electrical energy delivered to the grid during the interval, measured in megawatt-hours (MWh). Calculated as gross generation minus auxiliary load. This is the sellable energy used for RTO settlement and revenue calculation. | FERC Form 1
asset_operations | unit_output | nox_emissions_lbs | Nitrogen Oxides (NOx) Emissions (lbs) | DECIMAL(12,6) |  |  |  | Nitrogen oxides emissions produced during the interval, measured in pounds. Monitored via CEMS for air quality compliance. Subject to EPA and state air quality regulations. | EPA 40 CFR Part 75
asset_operations | unit_output | reactive_power_mvar | Reactive Power (MVAR) | DECIMAL(12,3) |  |  |  | Reactive power output during the interval, measured in megavolt-amperes reactive (MVAR). Used for voltage support and grid stability. May be positive (generation) or negative (consumption). | NERC Standard VAR-002
asset_operations | unit_output | rec_quantity | Renewable Energy Certificate (REC) Quantity | DECIMAL(12,6) |  |  |  | Number of Renewable Energy Certificates (RECs) generated during this interval. Typically one REC equals one MWh of renewable generation. Used for RPS compliance tracking and REC trading. | NERC E-Tag Standard
asset_operations | unit_output | relative_humidity_percent | Relative Humidity (%) | DECIMAL(5,2) |  |  |  | Relative humidity at the plant site during the interval, expressed as a percentage. Affects combustion turbine performance and cooling tower efficiency. Used for environmental correction factors. | ASME PTC 22
asset_operations | unit_output | rps_eligible_flag | Renewable Portfolio Standard (RPS) Eligible Flag | BOOLEAN |  |  |  | Boolean flag indicating whether the generation output during this interval is eligible for Renewable Portfolio Standard (RPS) compliance credit. True for renewable energy generation that meets state RPS criteria; false for fossil fuel or non-qualifying generation. | State RPS Regulations
asset_operations | unit_output | rto_settlement_flag | Regional Transmission Organization (RTO) Settlement Flag | BOOLEAN |  |  |  | Boolean flag indicating whether this interval's generation output has been submitted to the RTO/ISO for energy market settlement. True means the data has been used for settlement; false means it has not yet been submitted or was excluded. | FERC Order 2000
asset_operations | unit_output | scada_source_tag | Supervisory Control and Data Acquisition (SCADA) Source Tag | STRING |  |  |  | The SCADA historian tag name or point identifier from which this telemetry data was sourced. Typically an OSIsoft PI tag or GE Proficy tag. Used for data lineage and troubleshooting. | OSIsoft PI System Documentation
asset_operations | unit_output | so2_emissions_lbs | Sulfur Dioxide (SO2) Emissions (lbs) | DECIMAL(12,6) |  |  |  | Sulfur dioxide emissions produced during the interval, measured in pounds. Monitored via CEMS for acid rain program compliance and air quality regulations. | EPA 40 CFR Part 75
asset_operations | unit_output | steam_flow_klb_per_hr | Steam Flow (klb/hr) | DECIMAL(12,3) |  |  |  | Steam flow rate through the turbine during the interval, measured in thousands of pounds per hour (klb/hr). Applicable to steam turbine units (fossil, nuclear, combined cycle). Used for thermodynamic performance analysis. | ASME PTC 6
asset_operations | unit_output | unit_output_id | Unit Output ID | BIGINT |  |  |  | Unique identifier for each unit output telemetry record. Primary key for the unit output data product. | Internal System Standard | TRUE
asset_operations | unit_output | unit_status | Unit Status | STRING |  | online¦offline¦startup¦shutdown¦standby¦maintenance |  | Operational status of the generating unit during the interval. Indicates whether the unit was actively generating, offline, or in a transitional state. Used for availability analysis and outage tracking. | NERC GADS
asset_operations | unit_output | voltage_kv | Voltage (kV) | DECIMAL(8,3) |  |  |  | Average voltage at the generator terminals during the interval, measured in kilovolts (kV). Varies by unit design and step-up transformer configuration. | IEEE Standard 1547
fuel_management | fuel_consumption | fuel_contract_id | Fuel Contract ID | BIGINT |  |  | generation.fuel_contract.fuel_contract_id | Foreign key reference to the fuel supply contract under which the fuel was purchased. Links to contract master data for cost allocation and contract performance tracking. | FERC Form 1
fuel_management | fuel_consumption | generating_unit_id | Generating Unit ID | BIGINT |  |  | generation.generating_unit.generating_unit_id | Foreign key reference to the generating unit that consumed the fuel. Links to the generation asset master data. | FERC Form 1, EIA-860
fuel_management | fuel_consumption | gl_account_id | Gl Account Id (Foreign Key) | BIGINT |  |  | finance.gl_account.gl_account_id | Foreign key linking to finance.gl_account. Business justification: Fuel costs must post to specific GL accounts (FERC account 501 for steam, 547 for gas) for financial statement preparation, monthly fuel expense accrual, and regulatory reporting. Direct posting relat | Internal - LLM Generated Cross-Domain Link
fuel_management | fuel_consumption | goods_receipt_id | Goods Receipt Id (Foreign Key) | BIGINT |  |  | supply.goods_receipt.goods_receipt_id | Foreign key linking to supply.goods_receipt. Business justification: Each fuel consumption event must trace to the goods receipt that brought that fuel batch into inventory for audit trail and quality tracking. Fuel quality issue root cause analysis requires tracing co | Internal - LLM Generated Cross-Domain Link
fuel_management | fuel_consumption | plant_id | Power Plant ID | BIGINT |  |  | generation.plant.plant_id | Foreign key reference to the power plant facility where fuel was consumed. Links to generation facility master data. | FERC Form 1, EIA-860
fuel_management | fuel_consumption | purchase_order_id | Purchase Order Id (Foreign Key) | BIGINT |  |  | supply.purchase_order.purchase_order_id | Foreign key linking to supply.purchase_order. Business justification: Fuel deliveries under long-term contracts require associated POs for invoice reconciliation and payment processing. Three-way match process (delivery ticket, PO, vendor invoice) is mandatory for fuel | Internal - LLM Generated Cross-Domain Link
fuel_management | fuel_consumption | vendor_id | Fuel Supplier ID | BIGINT |  |  | supply.vendor.vendor_id | Foreign key reference to the fuel supplier or vendor who delivered the fuel. Links to supply chain vendor master data for procurement tracking and contract management. | FERC Form 1
fuel_management | fuel_consumption | ambient_temperature_f | Ambient Temperature (Fahrenheit) | DECIMAL(6,2) |  |  |  | The ambient air temperature at the power plant during the fuel consumption period, measured in degrees Fahrenheit. Affects unit efficiency and heat rate, particularly for combustion turbines and combined cycle units. | NERC Standards
fuel_management | fuel_consumption | cems_reconciliation_flag | Continuous Emissions Monitoring System (CEMS) Reconciliation Flag | BOOLEAN |  |  |  | Boolean flag indicating whether this fuel consumption record has been reconciled with EPA CEMS (Continuous Emissions Monitoring System) emissions data. True indicates reconciliation is complete; False indicates pending reconciliation. | EPA 40 CFR Part 75
fuel_management | fuel_consumption | ch4_emissions_factor | Methane (CH4) Emissions Factor (lbs per MMBTU) | DECIMAL(12,6) |  |  |  | The methane emissions factor applied to the fuel type, expressed in pounds of CH4 per MMBTU of fuel consumed. Used to calculate total CH4 emissions for EPA GHG reporting and climate disclosure. | EPA 40 CFR Part 98
fuel_management | fuel_consumption | co2_emissions_factor | Carbon Dioxide (CO2) Emissions Factor (lbs per MMBTU) | DECIMAL(12,6) |  |  |  | The carbon dioxide emissions factor applied to the fuel type, expressed in pounds of CO2 per MMBTU of fuel consumed. Used to calculate total CO2 emissions for EPA GHG reporting and RPS compliance. | EPA 40 CFR Part 98, EPA eGRID
fuel_management | fuel_consumption | comments | Fuel Consumption Comments | STRING |  |  |  | Free-text field for operational notes, exceptions, or explanations related to the fuel consumption record (e.g., unit startup, fuel quality issues, meter calibration, data corrections). Used for audit trail and operational analysis.
fuel_management | fuel_consumption | consumption_date | Fuel Consumption Date | DATE |  |  |  | The calendar date on which the fuel was consumed by the generating unit. Used for daily fuel tracking and reconciliation. | EIA Form 923
fuel_management | fuel_consumption | consumption_timestamp | Fuel Consumption Timestamp | TIMESTAMP |  |  |  | Precise timestamp when the fuel consumption measurement was recorded, typically from SCADA or DCS systems. Supports real-time fuel monitoring and interval-level analysis. | NERC Standards
fuel_management | fuel_consumption | data_quality_code | Data Quality Code | STRING |  | verified¦estimated¦provisional¦suspect |  | Code indicating the quality and validation status of the fuel consumption record. Verified indicates the data has passed all validation checks; Estimated indicates the data was calculated or interpolated; Provisional indicates preliminary data subject to revision; Suspect indicates data that failed quality checks. | NERC Standards
fuel_management | fuel_consumption | data_source | Fuel Consumption Data Source | STRING |  | scada¦dcs¦manual_entry¦ems¦pi_historian |  | The source system or method from which the fuel consumption data was captured (e.g., SCADA, DCS, manual entry, EMS, PI Historian). Used for data quality assessment and audit trail. | NERC Standards
fuel_management | fuel_consumption | delivery_method | Fuel Delivery Method | STRING |  | pipeline¦rail¦truck¦barge¦ship¦on_site |  | The transportation method used to deliver the fuel to the power plant (e.g., pipeline for natural gas, rail for coal, truck for oil). Used for logistics planning and transportation cost allocation. | EIA Form 923
fuel_management | fuel_consumption | eia_reporting_flag | Energy Information Administration (EIA) Reporting Flag | BOOLEAN |  |  |  | Boolean flag indicating whether this fuel consumption record has been included in EIA Form 923 monthly fuel consumption reporting. True indicates the record has been reported; False indicates it has not yet been reported. | EIA Form 923
fuel_management | fuel_consumption | fac_recovery_eligible_flag | Fuel Adjustment Clause (FAC) Recovery Eligible Flag | BOOLEAN |  |  |  | Boolean flag indicating whether the fuel costs associated with this consumption record are eligible for recovery through the Fuel Adjustment Clause (FAC) mechanism. True indicates eligible; False indicates not eligible (e.g., due to imprudence findings or contract limitations). | PUC FAC Tariff Filings
fuel_management | fuel_consumption | fuel_consumption_id | Fuel Consumption ID | BIGINT |  |  |  | Unique identifier for each fuel consumption record. Primary key for the fuel consumption data product. |  | TRUE
fuel_management | fuel_consumption | fuel_cost_per_unit | Fuel Cost Per Unit (USD) | DECIMAL(12,4) | confidential |  |  | The delivered cost of fuel per unit of measure (e.g., dollars per ton, dollars per MCF, dollars per barrel). Includes transportation and handling costs. Used for fuel cost allocation and FAC (Fuel Adjustment Clause) calculations. | FERC Form 1, FAC Tariff Filings
fuel_management | fuel_consumption | fuel_subtype | Fuel Subtype | STRING |  |  |  | Detailed subclassification of fuel type (e.g., bituminous coal, sub-bituminous coal, anthracite, pipeline natural gas, LNG, No. 2 fuel oil, No. 6 fuel oil). Used for precise heat content and emissions factor application. | EIA Form 923
fuel_management | fuel_consumption | fuel_type | Fuel Type | STRING |  | coal¦natural_gas¦nuclear¦fuel_oil¦diesel¦biomass |  | The type of fuel consumed by the generating unit. Primary classification for fuel inventory management, cost allocation, and emissions reporting. | EIA Form 923, EPA CEMS
fuel_management | fuel_consumption | generation_output_mwh | Generation Output (MWh) | DECIMAL(18,3) |  |  |  | The gross electrical energy output produced by the generating unit during the fuel consumption period, measured in Megawatt-Hours (MWh). Used as the denominator in heat rate calculation. | EIA Form 923, NERC Standards
fuel_management | fuel_consumption | heat_content_per_unit | Heat Content Per Unit (BTU per Unit) | DECIMAL(12,3) |  |  |  | The average heat content (energy value) of the fuel per unit of measure, expressed in BTU per unit (e.g., BTU per ton, BTU per MCF, BTU per barrel). Used to convert physical fuel quantity to energy equivalent. | EIA Form 923
fuel_management | fuel_consumption | heat_rate_btu_per_kwh | Heat Rate (BTU per kWh) | DECIMAL(12,3) |  |  |  | The thermal efficiency of the generating unit, calculated as total_heat_content_mmbtu × 1,000,000 ÷ (generation_output_mwh × 1,000). Expressed in BTU per kilowatt-hour. Lower heat rate indicates higher efficiency. Key performance metric for generation operations and IRP modeling. | EIA Form 923, FERC Form 1
fuel_management | fuel_consumption | nox_emissions_factor | Nitrogen Oxides (NOx) Emissions Factor (lbs per MMBTU) | DECIMAL(12,6) |  |  |  | The nitrogen oxides emissions factor applied to the fuel type, expressed in pounds of NOx per MMBTU of fuel consumed. Used to calculate total NOx emissions for EPA Clean Air Act compliance and ozone transport region reporting. | EPA 40 CFR Part 75, EPA CEMS
fuel_management | fuel_consumption | operating_mode | Unit Operating Mode | STRING |  | baseload¦cycling¦peaking¦startup¦shutdown |  | The operating mode of the generating unit during the fuel consumption period. Affects fuel efficiency and heat rate. Used for operational analysis and dispatch optimization. | NERC Standards
fuel_management | fuel_consumption | quantity_consumed | Fuel Quantity Consumed | DECIMAL(18,3) |  |  |  | The physical quantity of fuel consumed during the operating period, measured in the native unit of measure (tons for coal, MCF for gas, barrels for oil, pounds for nuclear fuel). | EIA Form 923
fuel_management | fuel_consumption | quantity_unit | Fuel Quantity Unit of Measure | STRING |  | tons¦mcf¦barrels¦pounds¦gallons¦mmbtu |  | The unit of measure for the quantity consumed field. Varies by fuel type: tons for coal, MCF (thousand cubic feet) for natural gas, barrels for oil, pounds for nuclear fuel. | EIA Form 923
fuel_management | fuel_consumption | record_created_timestamp | Record Created Timestamp | TIMESTAMP |  |  |  | The timestamp when this fuel consumption record was first created in the system. Used for audit trail and data lineage tracking.
fuel_management | fuel_consumption | record_updated_timestamp | Record Updated Timestamp | TIMESTAMP |  |  |  | The timestamp when this fuel consumption record was last modified in the system. Used for audit trail and change tracking.
fuel_management | fuel_consumption | so2_emissions_factor | Sulfur Dioxide (SO2) Emissions Factor (lbs per MMBTU) | DECIMAL(12,6) |  |  |  | The sulfur dioxide emissions factor applied to the fuel type, expressed in pounds of SO2 per MMBTU of fuel consumed. Used to calculate total SO2 emissions for EPA Clean Air Act compliance and acid rain program reporting. | EPA 40 CFR Part 75, EPA CEMS
fuel_management | fuel_consumption | total_co2_emissions_tons | Total Carbon Dioxide (CO2) Emissions (tons) | DECIMAL(18,3) |  |  |  | The total carbon dioxide emissions produced from the fuel consumed, calculated as (total_heat_content_mmbtu × co2_emissions_factor) ÷ 2000. Expressed in short tons. Primary metric for EPA GHG reporting and carbon accounting. | EPA 40 CFR Part 98
fuel_management | fuel_consumption | total_fuel_cost_usd | Total Fuel Cost (USD) | DECIMAL(18,2) | confidential |  |  | The total cost of fuel consumed during the operating period, expressed in US dollars. Calculated as quantity_consumed × fuel_cost_per_unit. Used for FAC cost recovery, rate case preparation, and financial reporting. | FERC Form 1, FAC Tariff Filings
fuel_management | fuel_consumption | total_heat_content_mmbtu | Total Heat Content (MMBTU) | DECIMAL(18,3) |  |  |  | The total energy content of the fuel consumed, expressed in Million British Thermal Units (MMBTU). Calculated as quantity_consumed × heat_content_per_unit. Primary metric for heat rate calculation and fuel cost recovery. | EIA Form 923, FERC Form 1
fuel_management | fuel_consumption | total_nox_emissions_tons | Total Nitrogen Oxides (NOx) Emissions (tons) | DECIMAL(18,3) |  |  |  | The total nitrogen oxides emissions produced from the fuel consumed, calculated as (total_heat_content_mmbtu × nox_emissions_factor) ÷ 2000. Expressed in short tons. Used for EPA Clean Air Act compliance and ozone transport region reporting. | EPA 40 CFR Part 75
fuel_management | fuel_consumption | total_so2_emissions_tons | Total Sulfur Dioxide (SO2) Emissions (tons) | DECIMAL(18,3) |  |  |  | The total sulfur dioxide emissions produced from the fuel consumed, calculated as (total_heat_content_mmbtu × so2_emissions_factor) ÷ 2000. Expressed in short tons. Used for EPA Clean Air Act compliance and acid rain program reporting. | EPA 40 CFR Part 75
fuel_management | fuel_contract | delivery_point_plant_id | Delivery Point Plant ID | BIGINT |  |  | generation.plant.plant_id | Identifier of the generation facility where fuel is to be delivered. Plant-specific delivery terms are critical for transportation cost allocation and logistics planning. | Internal Generation Asset Master
fuel_management | fuel_contract | primary_fuel_vendor_id | Fuel Supplier ID | BIGINT |  |  | supply.vendor.vendor_id | Identifier for the fuel supplier party providing coal, natural gas, nuclear fuel, or oil under this contract. | SAP S/4HANA Vendor Master
fuel_management | fuel_contract | prudency_review_id | Prudency Review Id (Foreign Key) | BIGINT |  |  | regulatory.prudency_review.prudency_review_id | Foreign key linking to regulatory.prudency_review. Business justification: Fuel procurement contracts are subject to prudency review to determine if costs are reasonable and recoverable through rates. Linking contracts to their prudency reviews supports fuel adjustment claus | Internal - LLM Generated Cross-Domain Link
fuel_management | fuel_contract | wholesale_counterparty_id | Wholesale Counterparty Id (Foreign Key) | BIGINT |  |  | market.wholesale_counterparty.wholesale_counterparty_id | Foreign key linking to market.wholesale_counterparty. Business justification: Fuel contracts with wholesale market participants require tracking counterparty credit ratings, FERC market-based rate authorizations, master agreements, and collateral requirements for bilateral trad | Internal - LLM Generated Cross-Domain Link
fuel_management | fuel_contract | ash_content_limit_percent | Ash Content Limit Percent | DECIMAL(5,2) |  |  |  | Maximum allowable ash content as a percentage of fuel weight. High ash content reduces combustion efficiency and increases disposal costs. Primarily applicable to coal contracts. | FERC Form 423
fuel_management | fuel_contract | base_price | Fuel Base Price | DECIMAL(18,4) | confidential |  |  | Base price per unit of fuel under this contract. For fixed-price contracts, this is the contract price. For index or escalation contracts, this is the starting reference price. Currency is USD unless otherwise specified. | FERC Form 423
fuel_management | fuel_contract | btu_content_specification | BTU Content Specification | DECIMAL(10,2) |  |  |  | Contractually specified heat content of the fuel in British Thermal Units per unit (e.g., BTU per pound for coal, BTU per cubic foot for gas). Critical for heat rate calculations and fuel quality compliance. | FERC Form 423
fuel_management | fuel_contract | contract_amendment_count | Contract Amendment Count | INT |  |  |  | Number of formal amendments made to the original contract. Tracks contract change history for audit and compliance purposes. | Internal Contract Management Standard
fuel_management | fuel_contract | contract_name | Fuel Contract Name | STRING |  |  |  | Descriptive name of the fuel supply contract for business reference and reporting purposes. | Internal Business Standard
fuel_management | fuel_contract | contract_number | Fuel Contract Number | STRING |  |  |  | Externally-known business identifier for the fuel supply contract. Used in procurement documentation, regulatory filings, and supplier communications. | SAP S/4HANA Contract Management
fuel_management | fuel_contract | contract_owner_employee_code | Contract Owner Employee ID | BIGINT | confidential,pii |  |  | Identifier of the utility employee responsible for managing this fuel supply contract. Typically a fuel procurement manager or supply chain analyst. | Internal HR System |  | TRUE | [AUTO-COERCED-FINAL: LINK target 'workforce.employee' is not a canonical product in this model — keeping as standalone column to avoid soft-accept of an invalid FK. alias=fmfl-final-sanitize] The column name 'contract_owner_employee_id' clearly references a PERSON/ROLE (the employee who owns/manages the fuel contract). However, there is no 'workforce.employee' table in the ALL TABLES list. Since this is a person/role column referencing an internal employee, and no workforce/employee table exists in the model, we need to CREATE one. Fuel contract ownership by an employee is a legitimate business relationship in a utility. However, re-examining the ALL TABLES list — there is no workforce domain at all. This employee concept is core to operations (many tables likely need employee references). CREATE is appropriate.
fuel_management | fuel_contract | contract_status | Fuel Contract Status | STRING |  | draft¦active¦suspended¦expired¦terminated¦amended |  | Current lifecycle state of the fuel supply contract. Active contracts are in force; expired contracts have passed their end date; terminated contracts were ended early. | SAP S/4HANA Contract Management
fuel_management | fuel_contract | contract_type | Fuel Contract Type | STRING |  | firm¦interruptible¦spot¦swing¦baseload¦peaking |  | Classification of the fuel supply agreement based on delivery commitment and flexibility. Firm contracts guarantee supply; interruptible contracts allow curtailment; spot contracts are short-term market purchases. | Energy Industry Standard
fuel_management | fuel_contract | contract_value_total | Total Contract Value | DECIMAL(18,2) | confidential |  |  | Total estimated monetary value of the fuel contract over its full term, calculated as contracted volume multiplied by base price. Used for CAPEX/OPEX planning and regulatory rate case cost studies. Currency is USD. | FERC Uniform System of Accounts
fuel_management | fuel_contract | contracted_volume | Contracted Fuel Volume | DECIMAL(18,3) |  |  |  | Total quantity of fuel committed under this contract for the specified period. Units vary by fuel type: tons for coal, MCF or MMBTU for natural gas, assemblies for nuclear fuel, barrels for oil. | FERC Form 423
fuel_management | fuel_contract | created_timestamp | Record Created Timestamp | TIMESTAMP |  |  |  | Timestamp when this fuel contract record was first created in the system. Used for audit trail and data lineage. | Internal Data Governance Standard
fuel_management | fuel_contract | currency_code | Currency Code | STRING |  | USD¦CAD¦EUR¦GBP¦MXN |  | Three-letter ISO 4217 currency code for contract pricing and payments. Predominantly USD for U.S. utilities. | ISO 4217
fuel_management | fuel_contract | delivery_period | Fuel Delivery Period | STRING |  | daily¦monthly¦quarterly¦annual¦as_needed |  | Frequency or time period over which the contracted volume is to be delivered. Supports burn forecast modeling and inventory planning. | Energy Industry Standard
fuel_management | fuel_contract | delivery_point_description | Delivery Point Description | STRING |  |  |  | Textual description of the fuel delivery location, including plant name, receiving facility, or pipeline interconnection point. | Internal Business Standard
fuel_management | fuel_contract | effective_end_date | Contract Effective End Date | DATE |  |  |  | Date when the fuel supply contract expires or terminates. Nullable for evergreen contracts. Critical for supply chain risk management and contract renewal planning. | SAP S/4HANA Contract Management
fuel_management | fuel_contract | effective_start_date | Contract Effective Start Date | DATE |  |  |  | Date when the fuel supply contract becomes binding and deliveries may commence. Used for contract lifecycle management and fuel procurement planning. | SAP S/4HANA Contract Management
fuel_management | fuel_contract | force_majeure_provision_flag | Force Majeure Provision Flag | BOOLEAN |  |  |  | Indicates whether the contract includes force majeure clauses allowing suspension of obligations due to unforeseeable circumstances (natural disasters, strikes, regulatory changes). | Contract Law Standard
fuel_management | fuel_contract | fuel_contract_id | Fuel Contract ID | BIGINT |  |  |  | Unique identifier for the fuel supply contract record. Primary key for the fuel contract entity. | Internal System Standard | TRUE
fuel_management | fuel_contract | fuel_type | Fuel Type | STRING |  | coal¦natural_gas¦nuclear_fuel¦oil¦biomass¦other |  | Type of fuel covered by this supply contract. Determines applicable quality specifications, transportation modes, and regulatory compliance requirements. | FERC Uniform System of Accounts
fuel_management | fuel_contract | last_amendment_date | Last Amendment Date | DATE |  |  |  | Date of the most recent contract amendment. Null if no amendments have been made. | Internal Contract Management Standard
fuel_management | fuel_contract | last_updated_timestamp | Record Last Updated Timestamp | TIMESTAMP |  |  |  | Timestamp when this fuel contract record was most recently modified. Used for change tracking and audit purposes. | Internal Data Governance Standard
fuel_management | fuel_contract | minimum_take_obligation | Minimum Take Obligation | DECIMAL(18,3) |  |  |  | Minimum quantity of fuel the utility is obligated to purchase during the contract period, regardless of actual need. Used for supply commitment analysis and FAC cost recovery. | Energy Industry Standard
fuel_management | fuel_contract | minimum_take_unit_of_measure | Minimum Take Unit of Measure | STRING |  | tons¦mcf¦mmbtu¦barrels¦assemblies |  | Unit of measure for the minimum take obligation quantity. | Energy Industry Standard
fuel_management | fuel_contract | moisture_content_limit_percent | Moisture Content Limit Percent | DECIMAL(5,2) |  |  |  | Maximum allowable moisture content as a percentage of fuel weight. Excess moisture reduces heat content and combustion efficiency. Primarily applicable to coal and biomass contracts. | Energy Industry Standard
fuel_management | fuel_contract | payment_terms_days | Payment Terms Days | INT |  |  |  | Number of days from invoice date within which payment is due to the supplier. Standard terms are Net 30, Net 60, etc. | SAP S/4HANA Accounts Payable
fuel_management | fuel_contract | price_index_reference | Fuel Price Index Reference | STRING |  |  |  | Name of the published market index used for index-based pricing (e.g., Henry Hub, NYMEX, Platts Coal Index). Null for fixed-price contracts. | Energy Market Standards
fuel_management | fuel_contract | price_unit_of_measure | Price Unit of Measure | STRING |  | usd_per_ton¦usd_per_mcf¦usd_per_mmbtu¦usd_per_barrel¦usd_per_assembly |  | Unit of measure for the fuel price. Must align with volume unit of measure for cost calculations. | FERC Uniform System of Accounts
fuel_management | fuel_contract | pricing_mechanism | Fuel Pricing Mechanism | STRING |  | fixed¦index¦cost_plus¦market_based¦escalation |  | Method by which fuel price is determined. Fixed = constant price; index = tied to published market index (e.g., Henry Hub for gas); cost-plus = supplier cost plus markup; escalation = base price with periodic adjustments. | FERC Fuel Adjustment Clause (FAC) Guidelines
fuel_management | fuel_contract | regulatory_approval_date | Regulatory Approval Date | DATE |  |  |  | Date when the contract received regulatory approval from the PUC or FERC. Null if approval is not required or not yet granted. | State PUC Regulations
fuel_management | fuel_contract | regulatory_approval_required_flag | Regulatory Approval Required Flag | BOOLEAN |  |  |  | Indicates whether this fuel contract requires Public Utility Commission (PUC) or FERC approval before execution. Large or long-term contracts often require regulatory review. | State PUC Regulations
fuel_management | fuel_contract | renewable_fuel_flag | Renewable Fuel Flag | BOOLEAN |  |  |  | Indicates whether the fuel qualifies as renewable under state Renewable Portfolio Standard (RPS) regulations. Applicable to biomass, biogas, and renewable natural gas contracts. | State RPS Regulations
fuel_management | fuel_contract | rps_eligible_flag | RPS Eligible Flag | BOOLEAN |  |  |  | Indicates whether fuel deliveries under this contract are eligible for Renewable Portfolio Standard (RPS) compliance credit. Supports RPS tracking and Renewable Energy Certificate (REC) generation. | State RPS Regulations
fuel_management | fuel_contract | sulfur_content_limit_percent | Sulfur Content Limit Percent | DECIMAL(5,3) |  |  |  | Maximum allowable sulfur content as a percentage of fuel weight. Enforced to meet EPA emissions standards and state air quality regulations. Primarily applicable to coal and oil contracts. | EPA Clean Air Act
fuel_management | fuel_contract | transportation_arrangement | Fuel Transportation Arrangement | STRING |  | pipeline¦rail¦barge¦truck¦supplier_arranged¦utility_arranged |  | Mode and responsibility for transporting fuel from supplier to delivery point. Pipeline (natural gas), rail/barge/truck (coal, oil). Supplier-arranged = supplier bears transportation cost and risk; utility-arranged = utility contracts transportation separately. | FERC Uniform System of Accounts
fuel_management | fuel_contract | transportation_cost_responsibility | Transportation Cost Responsibility | STRING |  | supplier¦utility¦shared |  | Party responsible for bearing fuel transportation costs. Impacts delivered fuel cost and FAC cost recovery calculations. | FERC Fuel Adjustment Clause (FAC) Guidelines
fuel_management | fuel_contract | volume_unit_of_measure | Volume Unit of Measure | STRING |  |  |  | Unit of measure for the contracted fuel volume. MCF = Thousand Cubic Feet (gas), MMBTU = Million British Thermal Units (energy content), assemblies (nuclear fuel). [ENUM-REF-CANDIDATE: tons¦mcf¦mmbtu¦barrels¦assemblies¦kg¦mwh_thermal — 7 candidates stripped; promote to reference product] | FERC Uniform System of Accounts
fuel_management | fuel_inventory | fuel_contract_id | Fuel Contract Id (Foreign Key) | BIGINT |  |  | generation.fuel_contract.fuel_contract_id | Foreign key linking to generation.fuel_contract. Business justification: Fuel inventory records should be traceable to the fuel supply contract under which the fuel was delivered. This is essential for: (1) Cost reconciliation - matching inventory costs to contract pricing | Internal - LLM Generated Cross-Domain Link
fuel_management | fuel_inventory | plant_id | Generation Facility ID | BIGINT |  |  | generation.plant.plant_id | Identifier of the generation facility (power plant) where the fuel is stored. Links to the generation facility master data. | FERC Form 1 - Electric Plant in Service
fuel_management | fuel_inventory | warehouse_id | Warehouse Id (Foreign Key) | BIGINT |  |  | supply.warehouse.warehouse_id | Foreign key linking to supply.warehouse. Business justification: Fuel storage at generation plants uses centralized warehouse management for inventory tracking, safety stock monitoring, and physical count reconciliation. Monthly fuel inventory reconciliation proces | Internal - LLM Generated Cross-Domain Link
fuel_management | fuel_inventory | ash_content_percent | Ash Content Percent | DECIMAL(5,3) |  |  |  | Percentage of ash by weight in the fuel (primarily applicable to coal and biomass). Affects combustion efficiency and waste disposal requirements. | ASTM D3174 - Ash in the Analysis Sample of Coal
fuel_management | fuel_inventory | average_daily_consumption_rate | Average Daily Consumption Rate | DECIMAL(18,3) |  |  |  | Average daily fuel consumption rate at the facility, measured in the same unit as quantity_on_hand. Used to calculate days of burn remaining and forecast fuel needs. | Internal Fuel Management Planning Standard
fuel_management | fuel_inventory | batch_number | Batch Number | STRING |  |  |  | Batch or lot number assigned to the fuel shipment for traceability and quality control. Enables tracking of fuel quality issues back to specific deliveries. | Internal Quality Management System
fuel_management | fuel_inventory | btu_content | British Thermal Unit (BTU) Content | DECIMAL(12,2) |  |  |  | Heat content of the fuel measured in BTU per unit (e.g., BTU per pound for coal, BTU per cubic foot for gas). Critical for heat rate calculations and energy output forecasting. | ASTM D5865 - Gross Calorific Value of Coal
fuel_management | fuel_inventory | created_timestamp | Created Timestamp | TIMESTAMP |  |  |  | Timestamp when the fuel inventory record was first created in the system. Used for audit trail and data lineage tracking. | Internal Data Governance Standard
fuel_management | fuel_inventory | days_of_burn_remaining | Days of Burn Remaining | DECIMAL(8,2) |  |  |  | Estimated number of days the current fuel inventory will last at the current consumption rate. Calculated metric used for fuel procurement planning and supply chain risk management. | Internal Fuel Management Planning Standard
fuel_management | fuel_inventory | economic_order_quantity | Economic Order Quantity (EOQ) | DECIMAL(18,3) |  |  |  | Optimal order quantity that minimizes total inventory holding costs and ordering costs. Used for fuel procurement optimization and cost management. | Supply Chain Management Best Practices
fuel_management | fuel_inventory | enrichment_level_percent | Enrichment Level Percent | DECIMAL(5,3) |  |  |  | Percentage of fissile isotope U-235 in nuclear fuel assemblies. Applicable only to nuclear fuel inventory. Critical for reactor physics and fuel cycle planning. | NRC 10 CFR Part 50 - Nuclear Fuel Specifications
fuel_management | fuel_inventory | environmental_permit_number | Environmental Permit Number | STRING |  |  |  | Permit number issued by EPA or state environmental agency authorizing the storage and use of the fuel type. Required for compliance with Clean Air Act and state environmental regulations. | EPA Clean Air Act - Title V Operating Permits
fuel_management | fuel_inventory | fac_eligible_flag | Fuel Adjustment Clause (FAC) Eligible Flag | BOOLEAN |  |  |  | Boolean flag indicating whether the fuel costs are eligible for recovery through the Fuel Adjustment Clause mechanism in customer rates. True indicates FAC-eligible, False indicates costs must be absorbed or recovered through base rates. | State PUC Tariff - Fuel Adjustment Clause
fuel_management | fuel_inventory | fuel_grade | Fuel Grade | STRING |  |  |  | Grade or quality classification of the fuel (e.g., bituminous coal, sub-bituminous coal, pipeline-quality natural gas, enriched uranium U-235). Indicates fuel specification and quality tier. | ASTM D388 - Coal Classification
fuel_management | fuel_inventory | fuel_inventory_id | Fuel Inventory ID | BIGINT |  |  |  | Unique identifier for the fuel inventory record. Primary key for the fuel inventory product. | Internal Data Management Standard | TRUE
fuel_management | fuel_inventory | fuel_type | Fuel Type | STRING |  | coal¦natural_gas¦nuclear¦oil¦biomass¦diesel |  | Type of fuel stored in inventory. Categorizes fuel by primary energy source used for thermal or nuclear generation. | EIA Form 923 - Power Plant Operations Report
fuel_management | fuel_inventory | ghg_emissions_factor | Greenhouse Gas (GHG) Emissions Factor | DECIMAL(12,6) |  |  |  | Greenhouse gas emissions factor for the fuel type, measured in metric tons of CO2 equivalent per unit of fuel consumed. Used for GHG emissions reporting and carbon accounting under EPA regulations. | EPA 40 CFR Part 98 - Greenhouse Gas Reporting
fuel_management | fuel_inventory | inventory_date | Inventory Date | DATE |  |  |  | Date when the inventory quantity was measured or recorded. Represents the as-of date for the inventory snapshot. | GAAP - Inventory Accounting Standards
fuel_management | fuel_inventory | inventory_status | Inventory Status | STRING |  | available¦reserved¦in_transit¦quarantined¦depleted |  | Current status of the fuel inventory. Available indicates fuel ready for consumption, reserved indicates fuel allocated to specific generation schedule, in_transit indicates fuel en route to storage, quarantined indicates fuel held for quality testing, depleted indicates storage location is empty. | SAP S/4HANA Materials Management - Stock Status
fuel_management | fuel_inventory | last_physical_count_date | Last Physical Count Date | DATE |  |  |  | Date when the last physical inventory count was performed at the storage location. Used for inventory reconciliation and audit compliance. | SOX - Internal Controls for Inventory
fuel_management | fuel_inventory | last_updated_timestamp | Last Updated Timestamp | TIMESTAMP |  |  |  | Timestamp when the fuel inventory record was last modified. Used for change tracking and data freshness monitoring. | Internal Data Governance Standard
fuel_management | fuel_inventory | maximum_storage_capacity | Maximum Storage Capacity | DECIMAL(18,3) |  |  |  | Maximum fuel quantity that can be physically stored at the location. Represents the storage facility design capacity in the same unit as quantity_on_hand. | Facility Design Specifications
fuel_management | fuel_inventory | minimum_operating_reserve | Minimum Operating Reserve | DECIMAL(18,3) |  |  |  | Minimum fuel quantity that must be maintained to ensure continuous plant operations and meet reliability requirements. Measured in the same unit as quantity_on_hand. | NERC Reliability Standards - Fuel Assurance
fuel_management | fuel_inventory | moisture_content_percent | Moisture Content Percent | DECIMAL(5,3) |  |  |  | Percentage of moisture by weight in the fuel. Impacts combustion efficiency, heat rate, and fuel handling characteristics. | ASTM D3173 - Moisture in the Analysis Sample of Coal
fuel_management | fuel_inventory | nitrogen_content_percent | Nitrogen Content Percent | DECIMAL(5,3) |  |  |  | Percentage of nitrogen by weight in the fuel. Relevant for NOx emissions calculations and environmental compliance. | EPA Clean Air Act - NOx Emissions Standards
fuel_management | fuel_inventory | quality_certification_number | Quality Certification Number | STRING |  |  |  | Certification or test report number from the laboratory that performed fuel quality analysis. Provides traceability to quality assurance documentation. | Internal Quality Management System
fuel_management | fuel_inventory | quality_test_date | Quality Test Date | DATE |  |  |  | Date when the most recent fuel quality test was performed. Quality parameters such as BTU content, sulfur content, and ash content are validated through periodic testing. | ASTM Standards - Fuel Quality Testing
fuel_management | fuel_inventory | quantity_on_hand | Quantity on Hand | DECIMAL(18,3) |  |  |  | Current quantity of fuel in inventory at the storage location. Measured in the unit specified in unit_of_measure field. | SAP S/4HANA Materials Management - Stock Overview
fuel_management | fuel_inventory | receipt_date | Receipt Date | DATE |  |  |  | Date when the fuel was received at the storage location. Used for inventory aging analysis and FIFO/LIFO accounting methods. | GAAP - Inventory Accounting Standards
fuel_management | fuel_inventory | reorder_point | Reorder Point | DECIMAL(18,3) |  |  |  | Inventory level at which a new fuel order should be triggered to maintain adequate supply. Used for automated procurement planning and supply chain optimization. | SAP S/4HANA Materials Management - Reorder Point Planning
fuel_management | fuel_inventory | storage_pressure | Storage Pressure | DECIMAL(8,2) |  |  |  | Current pressure in the fuel storage container, measured in pounds per square inch (PSI). Applicable to natural gas storage holders and pressurized fuel systems. | PHMSA 49 CFR Part 192 - Gas Pipeline Safety
fuel_management | fuel_inventory | storage_temperature | Storage Temperature | DECIMAL(6,2) |  |  |  | Current temperature of the fuel storage location, measured in degrees Fahrenheit. Relevant for liquid fuels (oil, diesel) and nuclear fuel pool cooling monitoring. | OSHA 29 CFR 1910 - Fuel Storage Safety Standards
fuel_management | fuel_inventory | sulfur_content_percent | Sulfur Content Percent | DECIMAL(5,3) |  |  |  | Percentage of sulfur by weight in the fuel. Critical for SO2 emissions compliance and environmental permitting under Clean Air Act regulations. | EPA Clean Air Act - SO2 Emissions Standards
fuel_management | fuel_inventory | total_inventory_value | Total Inventory Value | DECIMAL(18,2) | confidential |  |  | Total monetary value of the fuel inventory at the storage location, calculated as quantity_on_hand multiplied by unit_cost. Reported in USD for financial accounting and regulatory rate case filings. | FERC Uniform System of Accounts - Account 151 Fuel Stock
fuel_management | fuel_inventory | unit_cost | Unit Cost | DECIMAL(18,4) | confidential |  |  | Cost per unit of fuel in inventory, measured in USD per unit of measure. Used for inventory valuation and Fuel Adjustment Clause (FAC) cost tracking. | GAAP - Inventory Valuation Standards
fuel_management | fuel_inventory | unit_of_measure | Unit of Measure | STRING |  | tons¦mcf¦bcf¦barrels¦assemblies¦mmbtu |  | Unit of measure for the fuel quantity. Tons for coal/biomass, MCF (Thousand Cubic Feet) or BCF (Billion Cubic Feet) for natural gas, barrels for oil, assemblies for nuclear fuel, MMBTU (Million British Thermal Units) for energy content. | EIA Form 923 - Fuel Receipts and Costs
fuel_management | fuel_inventory | variance_quantity | Variance Quantity | DECIMAL(18,3) |  |  |  | Difference between book inventory and physical count from the last inventory reconciliation. Positive values indicate overage, negative values indicate shortage. Measured in the same unit as quantity_on_hand. | GAAP - Inventory Reconciliation Standards
regulatory_compliance | capacity_resource | approval_docket_id | Approval Docket Id (Foreign Key) | BIGINT |  |  | regulatory.docket.docket_id | Foreign key linking to regulatory.docket. Business justification: Capacity market participation and resource accreditation often require state regulatory approval through dockets, particularly for cost recovery of capacity revenues or obligations. Tracking the appro | Internal - LLM Generated Cross-Domain Link
regulatory_compliance | capacity_resource | capex_project_id | Capex Project Id (Foreign Key) | BIGINT |  |  | finance.capex_project.capex_project_id | Foreign key linking to finance.capex_project. Business justification: Capacity market participation often requires capital upgrades (performance improvements, winterization) tracked as projects for rate base inclusion and cost recovery. Links capacity revenue to enablin | Internal - LLM Generated Cross-Domain Link
regulatory_compliance | capacity_resource | generating_unit_id | Generating Unit Identifier (ID) | BIGINT |  |  | generation.generating_unit.generating_unit_id | Reference to the physical generating unit or aggregated resource participating in the capacity market. | NERC Generating Unit Registry
regulatory_compliance | capacity_resource | ppa_contract_id | Power Purchase Agreement (PPA) Contract Identifier (ID) | BIGINT |  |  | market.ppa_contract.ppa_contract_id | Reference to the associated power purchase agreement (PPA) contract if the capacity resource is tied to a bilateral capacity contract. | FERC PPA Filing Requirements
regulatory_compliance | capacity_resource | transmission_substation_id | Delivery Point Substation Id (Foreign Key) | BIGINT |  |  | transmission.transmission_substation.transmission_substation_id | Foreign key linking to transmission.transmission_substation. Business justification: Capacity resources must specify delivery points for capacity market participation and deliverability studies. Required for PJM/NYISO/ISO-NE capacity auctions, FERC Form 1 reporting, and resource adequ | Internal - LLM Generated Cross-Domain Link
regulatory_compliance | capacity_resource | accreditation_period_end_date | Accreditation Period End Date | DATE |  |  |  | The end date of the accreditation period during which the resource is qualified to provide capacity. | RTO/ISO Accreditation Calendar
regulatory_compliance | capacity_resource | accreditation_period_start_date | Accreditation Period Start Date | DATE |  |  |  | The start date of the accreditation period during which the resource is qualified to provide capacity. | RTO/ISO Accreditation Calendar
regulatory_compliance | capacity_resource | accredited_capacity_mw | Accredited Capacity (Megawatts) | DECIMAL(12,3) |  |  |  | The accredited capacity value in megawatts (MW) that the resource is qualified to provide based on RTO/ISO testing and performance criteria. | NERC MOD Standards, RTO/ISO Accreditation Procedures
regulatory_compliance | capacity_resource | auction_clearing_price_per_mw_day | Auction Clearing Price per Megawatt-Day ($/MW-day) | DECIMAL(12,2) |  |  |  | The capacity auction clearing price in dollars per megawatt-day ($/MW-day) at which this resource cleared in the capacity market auction. | RTO/ISO Capacity Auction Results
regulatory_compliance | capacity_resource | bonus_payment_eligible_flag | Bonus Payment Eligible Flag | BOOLEAN |  |  |  | Indicates whether the resource is eligible for bonus payments for over-performance during capacity performance events (True/False). | RTO/ISO Capacity Performance Incentive Rules
regulatory_compliance | capacity_resource | capacity_commitment_period_end_date | Capacity Commitment Period End Date | DATE |  |  |  | The end date of the capacity commitment period during which the resource must be available to deliver committed capacity. | RTO/ISO Capacity Market Rules
regulatory_compliance | capacity_resource | capacity_commitment_period_start_date | Capacity Commitment Period Start Date | DATE |  |  |  | The start date of the capacity commitment period during which the resource must be available to deliver committed capacity. | RTO/ISO Capacity Market Rules
regulatory_compliance | capacity_resource | capacity_interconnection_rights_flag | Capacity Interconnection Rights Flag | BOOLEAN |  |  |  | Indicates whether the resource has secured capacity interconnection rights (CIR) or capacity network resource interconnection service (CNRIS) (True/False). | FERC Order 2003, RTO/ISO Interconnection Procedures
regulatory_compliance | capacity_resource | capacity_market_product_type | Capacity Market Product Type | STRING |  | base_capacity¦capacity_performance¦must_offer¦seasonal_capacity¦annual_capacity¦flexible_capacity |  | Type of capacity product offered in the RTO/ISO market (e.g., base capacity, capacity performance, must-offer obligation). | PJM Capacity Performance, MISO Planning Resource Auction Rules
regulatory_compliance | capacity_resource | capacity_resource_id | Capacity Resource Identifier (ID) | BIGINT |  |  |  | Unique identifier for the capacity resource registration record in the RTO/ISO capacity market. | FERC Order 719, NERC Standards | TRUE
regulatory_compliance | capacity_resource | capacity_revenue_amount | Capacity Revenue Amount | DECIMAL(15,2) |  |  |  | The total capacity market revenue amount in dollars earned by this resource for the planning year based on cleared capacity and auction price. | RTO/ISO Settlement Statements
regulatory_compliance | capacity_resource | capacity_transfer_rights_flag | Capacity Transfer Rights Flag | BOOLEAN |  |  |  | Indicates whether the resource has capacity transfer rights allowing capacity to be sold or transferred to other zones (True/False). | RTO/ISO Capacity Transfer Rules
regulatory_compliance | capacity_resource | capacity_zone | Capacity Zone | STRING |  |  |  | The RTO/ISO capacity zone or locational deliverability area (LDA) where the resource is located and registered. | RTO/ISO Capacity Market Zone Definitions
regulatory_compliance | capacity_resource | demand_response_resource_flag | Demand Response (DR) Resource Flag | BOOLEAN |  |  |  | Indicates whether the capacity resource is a demand response (DR) resource rather than a generation asset (True/False). | FERC Order 745, FERC Order 841
regulatory_compliance | capacity_resource | energy_storage_resource_flag | Energy Storage Resource Flag | BOOLEAN |  |  |  | Indicates whether the capacity resource is an energy storage system (e.g., battery, pumped hydro) participating in the capacity market (True/False). | FERC Order 841, RTO/ISO Energy Storage Participation Rules
regulatory_compliance | capacity_resource | equivalent_forced_outage_rate_eford | Equivalent Forced Outage Rate on Demand (EFORd) | DECIMAL(5,4) |  |  |  | The equivalent forced outage rate on demand (EFORd) expressed as a decimal, used to calculate UCAP from ICAP. | NERC GADS, IEEE Standard 762
regulatory_compliance | capacity_resource | installed_capacity_icap_mw | Installed Capacity (ICAP) Megawatts (MW) | DECIMAL(12,3) |  |  |  | The installed capacity (ICAP) rating in megawatts representing the maximum nameplate capacity of the resource. | NERC Generating Availability Data System (GADS)
regulatory_compliance | capacity_resource | last_accreditation_test_date | Last Accreditation Test Date | DATE |  |  |  | The date of the most recent accreditation test or performance verification conducted by the RTO/ISO to validate the resource's capacity rating. | RTO/ISO Testing and Verification Procedures
regulatory_compliance | capacity_resource | must_offer_obligation_flag | Must-Offer Obligation Flag | BOOLEAN |  |  |  | Indicates whether the resource has a must-offer obligation requiring it to bid into energy and ancillary service markets (True/False). | FERC Order 719, RTO/ISO Must-Offer Rules
regulatory_compliance | capacity_resource | next_accreditation_test_date | Next Accreditation Test Date | DATE |  |  |  | The scheduled date for the next accreditation test or performance verification required by the RTO/ISO. | RTO/ISO Testing and Verification Procedures
regulatory_compliance | capacity_resource | non_performance_charge_rate | Non-Performance Charge Rate | DECIMAL(12,2) |  |  |  | The penalty charge rate in dollars per megawatt-hour ($/MWh) applied when the resource fails to deliver committed capacity during performance assessment intervals. | PJM Capacity Performance Penalty Rules, FERC Order 825
regulatory_compliance | capacity_resource | performance_obligation_mw | Performance Obligation (Megawatts) | DECIMAL(12,3) |  |  |  | The committed capacity performance obligation in megawatts that the resource must deliver during capacity performance events or face penalties. | PJM Capacity Performance Rules, FERC Order 825
regulatory_compliance | capacity_resource | planning_year | Planning Year | STRING |  |  |  | The capacity market planning year or delivery year for which this resource is registered (e.g., 2024/2025). | RTO/ISO Planning Year Definitions
regulatory_compliance | capacity_resource | record_created_timestamp | Record Created Timestamp | TIMESTAMP |  |  |  | The timestamp when this capacity resource record was first created in the data platform. | Enterprise Data Management Standards
regulatory_compliance | capacity_resource | record_updated_timestamp | Record Updated Timestamp | TIMESTAMP |  |  |  | The timestamp when this capacity resource record was last updated in the data platform. | Enterprise Data Management Standards
regulatory_compliance | capacity_resource | registration_date | Registration Date | DATE |  |  |  | The date when the capacity resource was initially registered with the RTO/ISO for capacity market participation. | RTO/ISO Registration Procedures
regulatory_compliance | capacity_resource | registration_status | Registration Status | STRING |  | active¦pending¦suspended¦withdrawn¦expired¦terminated |  | Current lifecycle status of the capacity resource registration with the RTO/ISO. | RTO/ISO Registration Procedures
regulatory_compliance | capacity_resource | renewable_resource_flag | Renewable Resource Flag | BOOLEAN |  |  |  | Indicates whether the capacity resource is a renewable energy resource (wind, solar, hydro, biomass) (True/False). | State RPS Requirements, FERC Renewable Energy Standards
regulatory_compliance | capacity_resource | resource_adequacy_status | Resource Adequacy (RA) Status | STRING |  | qualified¦conditionally_qualified¦not_qualified¦under_review |  | The resource adequacy qualification status indicating whether the resource meets RTO/ISO reliability and performance standards. | NERC Reliability Standards, CAISO Resource Adequacy Rules
regulatory_compliance | capacity_resource | resource_registration_number | Resource Registration Number | STRING |  |  |  | External registration identifier assigned by the RTO/ISO for this capacity resource (e.g., PJM resource ID, MISO planning resource ID). | RTO/ISO Market Rules
regulatory_compliance | capacity_resource | rto_iso_name | Regional Transmission Organization (RTO) / Independent System Operator (ISO) Name | STRING |  |  |  | The name of the RTO or ISO administering the capacity market in which this resource participates. [ENUM-REF-CANDIDATE: PJM¦MISO¦SPP¦CAISO¦NYISO¦ISO_NE¦ERCOT — 7 candidates stripped; promote to reference product] | FERC RTO/ISO Registry
regulatory_compliance | capacity_resource | seasonal_capacity_flag | Seasonal Capacity Flag | BOOLEAN |  |  |  | Indicates whether the resource is registered as a seasonal capacity resource with different capacity values for summer and winter periods (True/False). | RTO/ISO Seasonal Capacity Rules
regulatory_compliance | capacity_resource | source_system | Source System | STRING |  |  |  | The operational system of record from which this capacity resource registration data was sourced (e.g., ABB EMS, GE EMS, RTO market portal). | Enterprise Data Integration Standards
regulatory_compliance | capacity_resource | unforced_capacity_ucap_mw | Unforced Capacity (UCAP) Megawatts (MW) | DECIMAL(12,3) |  |  |  | The unforced capacity (UCAP) value in megawatts, calculated as ICAP adjusted for the resource's equivalent forced outage rate (EFORd). | PJM UCAP Calculation Manual, NERC GADS
regulatory_compliance | emissions_record | cost_center_id | Cost Center Id (Foreign Key) | BIGINT |  |  | finance.cost_center.cost_center_id | Foreign key linking to finance.cost_center. Business justification: Emissions compliance costs (allowance purchases, penalties, monitoring equipment) are allocated to plant cost centers for environmental cost tracking and regulatory cost recovery in rate cases. Requir | Internal - LLM Generated Cross-Domain Link
regulatory_compliance | emissions_record | generating_unit_id | Generating Unit ID | BIGINT |  |  | generation.generating_unit.generating_unit_id | Foreign key reference to the generating unit that produced these emissions. Links to the generation asset master data. | EPA ECMPS Reporting
regulatory_compliance | emissions_record | plant_id | Facility ID | BIGINT |  |  | generation.plant.plant_id | Foreign key reference to the power generation facility where the emissions occurred. Links to the facility master data. | EPA ECMPS Reporting
regulatory_compliance | emissions_record | allowance_account_number | Allowance Account Number | STRING | restricted,pii_financial |  |  | The EPA allowance tracking system account number from which allowances were retired to cover these emissions. Used for compliance reconciliation. | EPA Allowance Tracking System
regulatory_compliance | emissions_record | allowance_consumption | Allowance Consumption | DECIMAL(18,3) |  |  |  | The number of emissions allowances consumed or required for this emissions record under cap-and-trade programs such as the EPA Acid Rain Program or state-level programs. One allowance typically equals one ton of SO2 or NOx. | EPA Acid Rain Program (40 CFR Part 73)
regulatory_compliance | emissions_record | ambient_temperature_f | Ambient Temperature (Fahrenheit) | DECIMAL(6,2) |  |  |  | The ambient air temperature during the reporting period in degrees Fahrenheit. Affects unit efficiency and emissions characteristics. | NERC GADS
regulatory_compliance | emissions_record | carbon_content_percent | Carbon Content Percentage | DECIMAL(5,2) |  |  |  | The carbon content of the fuel as a percentage by weight. Used in mass balance calculations for CO2 emissions when CEMS is unavailable. | 40 CFR Part 98 (GHG Reporting)
regulatory_compliance | emissions_record | carbon_cost_total | Total Carbon Cost | DECIMAL(18,2) |  |  |  | The total carbon cost for this emissions record, calculated as emission quantity multiplied by carbon price. Used for financial reporting and cost allocation. | State Carbon Pricing Programs
regulatory_compliance | emissions_record | carbon_price_per_ton | Carbon Price per Ton | DECIMAL(12,2) |  |  |  | The carbon price applied to CO2 emissions for this record, expressed in dollars per ton. Used for carbon accounting, internal carbon pricing, and compliance with carbon pricing programs. | State Carbon Pricing Programs
regulatory_compliance | emissions_record | cems_monitor_status | Continuous Emissions Monitoring System (CEMS) Monitor Status | STRING |  | operational¦out_of_service¦calibration¦maintenance¦failed_qa |  | The operational status of the CEMS monitor during the reporting period. Operational indicates normal functioning. Out of service, calibration, maintenance, and failed QA indicate periods when direct measurement was unavailable and substitute data may have been used. | 40 CFR Part 75
regulatory_compliance | emissions_record | comments | Emissions Record Comments | STRING |  |  |  | Free-text field for additional notes, explanations, or context regarding this emissions record. May include information about unusual operating conditions, equipment issues, or data quality concerns.
regulatory_compliance | emissions_record | control_efficiency_percent | Control Equipment Efficiency Percentage | DECIMAL(5,2) |  |  |  | The removal efficiency of emissions control equipment during the reporting period, expressed as a percentage. For example, a scrubber with 95% efficiency removes 95% of SO2 from flue gas. | EPA ECMPS Reporting
regulatory_compliance | emissions_record | control_equipment_status | Emissions Control Equipment Status | STRING |  | operational¦bypassed¦out_of_service¦maintenance |  | The operational status of emissions control equipment (scrubbers, SCR, baghouses, etc.) during the reporting period. Bypassed or out-of-service status may result in higher emissions. | EPA ECMPS Reporting
regulatory_compliance | emissions_record | data_quality_score | Data Quality Score | DECIMAL(5,2) |  |  |  | A calculated score representing the overall quality and reliability of this emissions record, typically ranging from 0 to 100. Factors include measurement method, CEMS status, QA test results, and data completeness.
regulatory_compliance | emissions_record | data_source_system | Data Source System | STRING |  |  |  | The source system from which this emissions record was extracted. Typically OSIsoft PI historian for CEMS data or plant DCS (Distributed Control System) for calculated emissions.
regulatory_compliance | emissions_record | data_substitution_flag | Data Substitution Flag | BOOLEAN |  |  |  | Boolean flag indicating whether substitute data was used for this emissions record due to CEMS monitor unavailability. True indicates substitute data was used; False indicates actual measured or calculated data. | 40 CFR Part 75 Subpart D
regulatory_compliance | emissions_record | ecmps_submission_date | Emissions Collection and Monitoring Plan System (ECMPS) Submission Date | DATE |  |  |  | The date this emissions record was submitted to EPA ECMPS for regulatory compliance reporting. Quarterly submissions are typically required within 30 days of quarter end. | 40 CFR Part 75
regulatory_compliance | emissions_record | ecmps_submission_status | Emissions Collection and Monitoring Plan System (ECMPS) Submission Status | STRING |  | pending¦submitted¦accepted¦rejected¦resubmitted |  | The status of this emissions record in the EPA ECMPS reporting system. Tracks the lifecycle from pending submission through acceptance or rejection by EPA. | EPA ECMPS Client Tool
regulatory_compliance | emissions_record | ecmps_tracking_number | Emissions Collection and Monitoring Plan System (ECMPS) Tracking Number | STRING |  |  |  | The unique tracking number assigned by EPA ECMPS upon submission. Used to track the status and history of the regulatory filing. | EPA ECMPS Client Tool
regulatory_compliance | emissions_record | emission_quantity_tons | Emission Quantity (Tons) | DECIMAL(18,6) |  |  |  | The total quantity of pollutant emitted during the reporting period, measured in short tons. This is the primary emissions metric reported to EPA ECMPS. | EPA ECMPS Reporting
regulatory_compliance | emissions_record | emission_rate_lbs_per_mmbtu | Emission Rate (Pounds per Million British Thermal Units) | DECIMAL(12,6) |  |  |  | The emission rate expressed as pounds of pollutant per million British Thermal Units (MMBTU) of heat input. This normalized rate allows comparison across units of different sizes and fuel types. | 40 CFR Part 75
regulatory_compliance | emissions_record | emissions_record_id | Emissions Record Identifier | BIGINT |  |  |  | Primary key for emissions_record |  | TRUE
regulatory_compliance | emissions_record | fuel_consumption_quantity | Fuel Consumption Quantity | DECIMAL(18,3) |  |  |  | The quantity of fuel consumed during the reporting period. Units vary by fuel type: tons for coal, MCF (Thousand Cubic Feet) for natural gas, barrels for oil. | EIA Form 923
regulatory_compliance | emissions_record | fuel_consumption_unit | Fuel Consumption Unit of Measure | STRING |  | tons¦mcf¦barrels¦mmbtu |  | The unit of measure for fuel consumption quantity. Common units include tons (coal), MCF or Thousand Cubic Feet (natural gas), barrels (oil), or MMBTU (heat content). | EIA Form 923
regulatory_compliance | emissions_record | fuel_type | Fuel Type | STRING |  |  |  | The primary fuel type consumed by the generating unit during this reporting period. Fuel type significantly impacts emission factors and pollutant profiles. [ENUM-REF-CANDIDATE: coal¦natural_gas¦oil¦biomass¦nuclear¦hydro¦wind¦solar — 8 candidates stripped; promote to reference product] | EIA Form 923
regulatory_compliance | emissions_record | ghg_inventory_category | Greenhouse Gas (GHG) Inventory Category | STRING |  | stationary_combustion¦process_emissions¦fugitive_emissions |  | The GHG inventory category for this emissions record under EPA GHG reporting and corporate carbon accounting frameworks. Stationary combustion is the primary category for power generation. | 40 CFR Part 98 (GHG Reporting)
regulatory_compliance | emissions_record | gross_generation_mwh | Gross Generation (Megawatt-Hours) | DECIMAL(18,3) |  |  |  | The total gross electrical energy generated by the unit during the reporting period, measured in Megawatt-Hours (MWh). Used to calculate emission intensity per unit of generation. | NERC Generating Availability Data System (GADS)
regulatory_compliance | emissions_record | heat_input_mmbtu | Heat Input (Million British Thermal Units) | DECIMAL(18,3) |  |  |  | The total heat input to the generating unit during the reporting period, measured in Million British Thermal Units (MMBTU). Used to calculate emission rates and heat rate efficiency. | EPA ECMPS Reporting
regulatory_compliance | emissions_record | measurement_method | Measurement Method | STRING |  | CEMS¦fuel_factor¦mass_balance¦engineering_estimate¦default_factor¦substitute |  | The method used to determine emissions quantity. CEMS indicates Continuous Emissions Monitoring System direct measurement. Fuel factor uses fuel consumption and emission factors. Mass balance calculates emissions from material inputs and outputs. Engineering estimate and default factor are used when direct measurement is unavailable. Substitute indicates data substitution during monitor downtime. | 40 CFR Part 75 (EPA CEMS Regulations)
regulatory_compliance | emissions_record | operating_hours | Operating Hours | DECIMAL(8,2) |  |  |  | The number of hours the generating unit was in operation during the reporting period. Used for availability calculations and emissions rate normalization. | NERC GADS
regulatory_compliance | emissions_record | pollutant_concentration_ppm | Pollutant Concentration (Parts Per Million) | DECIMAL(12,6) |  |  |  | The concentration of the pollutant in the flue gas as measured by CEMS, expressed in parts per million (ppm) or parts per billion (ppb) for mercury. Combined with stack flow rate to calculate mass emissions. | 40 CFR Part 75
regulatory_compliance | emissions_record | pollutant_type | Pollutant Type | STRING |  | CO2¦SO2¦NOx¦Hg¦PM2.5¦CH4 |  | The type of pollutant emitted. Standard pollutants tracked include Carbon Dioxide (CO2), Sulfur Dioxide (SO2), Nitrogen Oxides (NOx), Mercury (Hg), Particulate Matter 2.5 microns (PM2.5), and Methane (CH4). | EPA Clean Air Act
regulatory_compliance | emissions_record | qa_certification_date | Quality Assurance (QA) Certification Date | DATE |  |  |  | The date of the most recent CEMS quality assurance certification test. EPA requires periodic QA testing to ensure monitor accuracy. | 40 CFR Part 75 Appendix B
regulatory_compliance | emissions_record | qa_test_result | Quality Assurance (QA) Test Result | STRING |  | passed¦failed¦conditional |  | The result of the most recent CEMS quality assurance test. Passed indicates the monitor meets EPA accuracy requirements. Failed or conditional results may require corrective action and data substitution. | 40 CFR Part 75 Appendix B
regulatory_compliance | emissions_record | rec_eligible_flag | Renewable Energy Certificate (REC) Eligible Flag | BOOLEAN |  |  |  | Boolean flag indicating whether the generation associated with this emissions record is eligible to generate Renewable Energy Certificates (RECs). Typically true for renewable generation with zero emissions. | State RPS Regulations
regulatory_compliance | emissions_record | record_created_timestamp | Record Created Timestamp | TIMESTAMP |  |  |  | The timestamp when this emissions record was first created in the data management system. Used for audit trail and data lineage tracking.
regulatory_compliance | emissions_record | record_updated_timestamp | Record Updated Timestamp | TIMESTAMP |  |  |  | The timestamp when this emissions record was last updated in the data management system. Used for audit trail and change tracking.
regulatory_compliance | emissions_record | reporting_period_end | Reporting Period End Timestamp | TIMESTAMP |  |  |  | The end date and time of the emissions reporting period. Defines the boundary of the measurement interval. | EPA Clean Air Act Title IV and Title V
regulatory_compliance | emissions_record | reporting_period_start | Reporting Period Start Timestamp | TIMESTAMP |  |  |  | The start date and time of the emissions reporting period. Typically hourly for CEMS data, but may be daily or monthly for aggregated reporting. | EPA Clean Air Act Title IV and Title V
regulatory_compliance | emissions_record | rps_compliance_flag | Renewable Portfolio Standard (RPS) Compliance Flag | BOOLEAN |  |  |  | Boolean flag indicating whether this generation and its associated emissions are eligible for Renewable Portfolio Standard (RPS) compliance credit. True for renewable generation with zero or low emissions. | State RPS Regulations
regulatory_compliance | emissions_record | stack_flow_rate_scfh | Stack Flow Rate (Standard Cubic Feet per Hour) | DECIMAL(18,3) |  |  |  | The volumetric flow rate of flue gas through the stack during the reporting period, measured in Standard Cubic Feet per Hour (SCFH). Used in CEMS calculations to convert pollutant concentration to mass emissions. | 40 CFR Part 75
regulatory_compliance | emissions_record | substitution_method | Substitution Method | STRING |  | maximum_potential¦fuel_specific_default¦load_based¦missing_data_procedure |  | The specific method used to substitute emissions data when CEMS was unavailable. Methods include maximum potential emissions, fuel-specific default factors, load-based estimation, or EPA-approved missing data procedures. | 40 CFR Part 75 Subpart D
regulatory_compliance | emissions_record | sulfur_content_percent | Sulfur Content Percentage | DECIMAL(5,2) |  |  |  | The sulfur content of the fuel as a percentage by weight. Used to estimate SO2 emissions when CEMS is unavailable and to verify CEMS accuracy. | 40 CFR Part 75
regulatory_compliance | environmental_permit | capex_project_id | Capex Project Id (Foreign Key) | BIGINT |  |  | finance.capex_project.capex_project_id | Foreign key linking to finance.capex_project. Business justification: Environmental compliance projects (scrubbers, SCR/SNCR, wastewater treatment) are major capital investments requiring project tracking for CWIP, AFUDC calculation, and rate base inclusion. Essential f | Internal - LLM Generated Cross-Domain Link
regulatory_compliance | environmental_permit | docket_id | Docket Id (Foreign Key) | BIGINT |  |  | regulatory.docket.docket_id | Foreign key linking to regulatory.docket. Business justification: Environmental permits are issued, modified, or renewed through regulatory dockets. Permit approval orders reference specific docket numbers. Utilities must track which docket authorized each permit fo | Internal - LLM Generated Cross-Domain Link
regulatory_compliance | environmental_permit | generating_unit_id | Generating Unit Identifier (ID) | BIGINT |  |  | generation.generating_unit.generating_unit_id | Reference to the generating unit covered by this environmental permit. Links permit to specific generation asset. | NERC Generation Registry
regulatory_compliance | environmental_permit | plant_id | Plant Identifier (ID) | BIGINT |  |  | generation.plant.plant_id | Reference to the generation facility holding this environmental permit. Links permit to facility-level compliance tracking. | EIA Plant Registry
regulatory_compliance | environmental_permit | renewed_environmental_permit_id |  | BIGINT | self_ref_fk |  | generation.environmental_permit.environmental_permit_id | Self-referencing FK on environmental_permit (renewed_environmental_permit_id)
regulatory_compliance | environmental_permit | compliance_status | Permit Compliance Status | STRING |  | compliant¦non_compliant¦conditional_compliance¦under_investigation |  | Current compliance status of the facility with respect to this environmental permit. Indicates whether the facility is operating within permitted limits and conditions. | EPA Compliance Monitoring Framework
regulatory_compliance | environmental_permit | contact_email | Contact Email Address | STRING | confidential,pii_email | '^[a-zA-Z0-9._%+-]+@[a-zA-Z0-9.-]+\.[a-zA-Z]{2,}$ |  | Primary email address for permit-related communications with the regulatory authority. Business contact information for the facility environmental compliance office. | EPA Contact Information Standards
regulatory_compliance | environmental_permit | contact_phone | Contact Phone Number | STRING | confidential,pii_phone |  |  | Primary phone number for permit-related communications with the regulatory authority. Business contact information for the facility environmental compliance office. | EPA Contact Information Standards
regulatory_compliance | environmental_permit | control_efficiency_required_percent | Required Control Efficiency (Percent) | DECIMAL(5,2) |  |  |  | Minimum required control efficiency percentage for pollution control equipment as specified in the permit. Represents the percentage reduction in pollutant concentration that must be achieved. | EPA Control Technology Standards
regulatory_compliance | environmental_permit | control_equipment_required | Required Pollution Control Equipment | STRING |  |  |  | Description of pollution control equipment or technologies required by the permit to achieve compliance with emission or discharge limits. May include scrubbers, baghouses, electrostatic precipitators, cooling towers, or wastewater treatment systems. | EPA Best Available Control Technology Standards
regulatory_compliance | environmental_permit | cooling_water_intake_limit_mgd | Cooling Water Intake Flow Limit (Million Gallons per Day) | DECIMAL(12,4) |  |  |  | Maximum allowable cooling water intake flow rate in million gallons per day as specified under Clean Water Act Section 316(b) requirements. Regulates intake structure impacts on aquatic organisms. | 40 CFR Part 316 Section 316(b) Cooling Water Intake Structures
regulatory_compliance | environmental_permit | data_source_system | Data Source System | STRING |  |  |  | Name of the source system from which this permit record was extracted. May include state DEQ permit databases, EPA ECHO database, or internal environmental compliance management systems. | Internal Data Lineage Standards
regulatory_compliance | environmental_permit | effective_date | Permit Effective Date | DATE |  |  |  | Date on which the environmental permit becomes legally binding and enforceable. May differ from issuance date if permit includes a delayed effective date. | EPA Permit Effective Date Standards
regulatory_compliance | environmental_permit | emission_limit_tons_per_year | Permitted Emission Limit (Tons per Year) | DECIMAL(18,4) |  |  |  | Maximum allowable emission quantity in tons per year for the regulated pollutant as specified in the air permit. Applies to Title V and PSD air permits. | 40 CFR Part 70 Title V Permit Program
regulatory_compliance | environmental_permit | emission_rate_limit_lbs_per_mmbtu | Permitted Emission Rate Limit (Pounds per Million British Thermal Units) | DECIMAL(12,6) |  |  |  | Maximum allowable emission rate in pounds per million BTU of heat input for the regulated pollutant. Common metric for fossil fuel combustion sources. | 40 CFR Part 60 New Source Performance Standards
regulatory_compliance | environmental_permit | enforcement_action_flag | Enforcement Action Flag | BOOLEAN |  |  |  | Indicates whether this permit is currently subject to regulatory enforcement action such as notice of violation, consent decree, or administrative order. | EPA Enforcement Action Tracking
regulatory_compliance | environmental_permit | environmental_permit_id | Environmental Permit Identifier (ID) | BIGINT |  |  |  | Unique identifier for the environmental permit record. Primary key for the environmental permit entity. | Internal Data Management Standard | TRUE
regulatory_compliance | environmental_permit | expiration_date | Permit Expiration Date | DATE |  |  |  | Date on which the environmental permit authorization expires and renewal is required. Critical for compliance tracking and renewal planning. | EPA Permit Renewal Requirements
regulatory_compliance | environmental_permit | hazardous_waste_quantity_limit_tons_per_month | Hazardous Waste Quantity Limit (Tons per Month) | DECIMAL(12,4) |  |  |  | Maximum allowable quantity of hazardous waste that may be generated or stored per month under the RCRA permit. Applies to facilities with hazardous waste generation or treatment operations. | 40 CFR Part 262 Hazardous Waste Generator Standards
regulatory_compliance | environmental_permit | issuance_date | Permit Issuance Date | DATE |  |  |  | Date on which the environmental permit was officially issued by the regulatory authority. Marks the beginning of the permit authorization period. | EPA Permit Issuance Standards
regulatory_compliance | environmental_permit | issuing_agency | Issuing Regulatory Agency | STRING |  |  |  | Name of the regulatory authority that issued the environmental permit. May be EPA, state Department of Environmental Quality (DEQ), or other environmental regulatory body with jurisdiction over the facility. | EPA Regional Office Directory
regulatory_compliance | environmental_permit | issuing_agency_code | Issuing Agency Code | STRING |  |  |  | Standardized code identifying the regulatory agency that issued the permit. Enables consistent tracking across multiple jurisdictions. | EPA Agency Identifier Standards
regulatory_compliance | environmental_permit | last_inspection_date | Last Regulatory Inspection Date | DATE |  |  |  | Date of the most recent regulatory inspection conducted by the issuing agency to verify permit compliance. Supports audit readiness and compliance tracking. | EPA Inspection and Enforcement Procedures
regulatory_compliance | environmental_permit | last_inspection_result | Last Inspection Result | STRING |  | compliant¦non_compliant¦minor_violation¦major_violation¦no_findings |  | Outcome of the most recent regulatory inspection. Indicates whether the facility was found in compliance or if violations were identified. | EPA Inspection Result Codes
regulatory_compliance | environmental_permit | last_violation_date | Last Violation Date | DATE |  |  |  | Date of the most recent permit violation or non-compliance event. Critical for tracking compliance history and enforcement actions. | EPA Enforcement and Compliance History
regulatory_compliance | environmental_permit | monitoring_frequency | Compliance Monitoring Frequency | STRING |  |  |  | Required frequency of compliance monitoring and reporting as specified in the permit. Determines how often emissions, discharges, or waste parameters must be measured and reported. [ENUM-REF-CANDIDATE: continuous¦hourly¦daily¦weekly¦monthly¦quarterly¦annual — 7 candidates stripped; promote to reference product] | EPA Monitoring and Reporting Requirements
regulatory_compliance | environmental_permit | penalty_amount_usd | Penalty Amount (United States Dollars) | DECIMAL(18,2) | confidential |  |  | Total monetary penalties assessed for permit violations in US dollars. Includes civil penalties, fines, and settlement amounts related to this permit. | EPA Penalty Policy
regulatory_compliance | environmental_permit | permit_conditions | Permit Conditions and Stipulations | STRING |  |  |  | Detailed text of special conditions, operational restrictions, monitoring requirements, and compliance stipulations imposed by the regulatory authority as part of the permit authorization. | EPA Permit Condition Standards
regulatory_compliance | environmental_permit | permit_fee_amount_usd | Permit Fee Amount (United States Dollars) | DECIMAL(18,2) | confidential |  |  | Annual or one-time permit fee paid to the regulatory authority in US dollars. Title V permits typically require annual fees based on actual emissions. | 40 CFR Part 70 Fee Requirements
regulatory_compliance | environmental_permit | permit_name | Environmental Permit Name | STRING |  |  |  | Descriptive name or title of the environmental permit as documented in the permit authorization. | EPA Permit Documentation Standards
regulatory_compliance | environmental_permit | permit_number | Environmental Permit Number | STRING |  |  |  | Official permit number assigned by the issuing regulatory agency. Serves as the externally-recognized identifier for this authorization. | EPA Permit Tracking System
regulatory_compliance | environmental_permit | permit_status | Environmental Permit Status | STRING |  | active¦expired¦pending_renewal¦suspended¦revoked¦under_review |  | Current lifecycle status of the environmental permit. Indicates whether the permit is active and in compliance, expired and requiring renewal, pending regulatory review, suspended due to violations, or revoked by the issuing authority. | EPA Permit Status Codes
regulatory_compliance | environmental_permit | permit_type | Environmental Permit Type | STRING |  | title_v_air_operating¦npdes_water_discharge¦psd_air_construction¦state_air_quality¦hazardous_waste¦cooling_water_intake_316b |  | Classification of the environmental permit by regulatory program. Categorizes the permit into major environmental compliance frameworks such as Title V air operating permits, NPDES water discharge permits, PSD construction permits, state air quality permits, hazardous waste permits, or 316(b) cooling water intake structure permits. | EPA Permit Classification Framework
regulatory_compliance | environmental_permit | pollutant_type | Regulated Pollutant Type | STRING |  |  |  | Primary pollutant or environmental parameter regulated by this permit. May include air pollutants (NOx, SO2, CO2, PM), water discharge parameters (temperature, pH, chemical concentrations), or waste categories. | EPA Pollutant Registry
regulatory_compliance | environmental_permit | public_notice_date | Public Notice Date | DATE |  |  |  | Date on which public notice of the permit application or renewal was published. Marks the beginning of the public comment period. | EPA Public Notice Requirements
regulatory_compliance | environmental_permit | public_notice_required_flag | Public Notice Required Flag | BOOLEAN |  |  |  | Indicates whether public notice and comment period is required for permit issuance or renewal under applicable regulations. Typically required for major source permits. | 40 CFR Part 70 Public Participation Requirements
regulatory_compliance | environmental_permit | record_created_timestamp | Record Created Timestamp | TIMESTAMP |  |  |  | Timestamp when this permit record was first created in the data management system. Supports data lineage and audit trail requirements. | Internal Data Management Standards
regulatory_compliance | environmental_permit | record_updated_timestamp | Record Updated Timestamp | TIMESTAMP |  |  |  | Timestamp when this permit record was last updated in the data management system. Tracks the currency of permit information for compliance reporting. | Internal Data Management Standards
regulatory_compliance | environmental_permit | renewal_application_deadline | Renewal Application Deadline Date | DATE |  |  |  | Deadline by which the permit renewal application must be submitted to the regulatory authority. Typically 180 days before expiration for Title V permits. | 40 CFR Part 70 Title V Permit Program
regulatory_compliance | environmental_permit | renewal_date | Permit Renewal Date | DATE |  |  |  | Date on which the permit was last renewed or is scheduled for renewal. Supports proactive permit renewal management and compliance planning. | EPA Permit Renewal Tracking
regulatory_compliance | environmental_permit | reporting_frequency | Regulatory Reporting Frequency | STRING |  | continuous¦daily¦monthly¦quarterly¦semi_annual¦annual |  | Required frequency of compliance reports to be submitted to the regulatory authority. Specifies how often the facility must file monitoring data and compliance certifications. | EPA Reporting Requirements
regulatory_compliance | environmental_permit | responsible_party_name | Responsible Party Name | STRING | confidential |  |  | Name of the individual or organization legally responsible for permit compliance. Typically the facility operator or designated responsible official. | EPA Responsible Official Requirements
regulatory_compliance | environmental_permit | responsible_party_title | Responsible Party Title | STRING |  |  |  | Job title or position of the responsible party. Common titles include Environmental Manager, Plant Manager, or Compliance Officer. | EPA Responsible Official Requirements
regulatory_compliance | environmental_permit | violation_count | Permit Violation Count | INT |  |  |  | Total number of permit violations recorded for this permit during the current permit term. Supports compliance performance tracking and enforcement risk assessment. | EPA Violation Tracking System
regulatory_compliance | environmental_permit | water_discharge_limit_mgd | Permitted Water Discharge Limit (Million Gallons per Day) | DECIMAL(12,4) |  |  |  | Maximum allowable water discharge flow rate in million gallons per day as specified in the NPDES permit. Applies to cooling water discharge and wastewater effluent. | 40 CFR Part 122 NPDES Permit Program
regulatory_compliance | environmental_permit | water_temperature_limit_f | Permitted Water Temperature Limit (Fahrenheit) | DECIMAL(6,2) |  |  |  | Maximum allowable temperature in degrees Fahrenheit for water discharged under the NPDES permit. Critical for thermal pollution control at steam electric generating facilities. | 40 CFR Part 423 Steam Electric Power Generating Effluent Guidelines

## metering
subdomain | product | attribute | business_glossary_term | type | tags | value_regex | foreign_key_to | description | reference | is_primary_key | llm_fk_skip | llm_fk_skip_reason
asset_registry | ami_endpoint | meter_id | Meter Identifier | BIGINT |  |  | metering.meter.meter_id | Foreign key reference to the physical meter asset record in the metering domain. Links this AMI endpoint to the physical meter device it represents. One meter may have one endpoint; this relationship enables correlation of network-layer data with physical meter inventory. | ANSI C12.1 (Electric Meters - Code for Electricity Metering)
asset_registry | ami_endpoint | service_point_id | Service Point Identifier | BIGINT |  |  | distribution.service_point.service_point_id | Foreign key reference to the service point (premise delivery location) that this endpoint serves. Links the AMI endpoint to the physical location where energy is delivered and consumed. Used for outage correlation, geographic analysis, and customer billing integration. | MultiSpeak Version 5.0 (AMI Integration Standard)
asset_registry | ami_endpoint | ami_endpoint_id | Advanced Metering Infrastructure (AMI) Endpoint Identifier | BIGINT |  |  |  | Unique system identifier for the AMI communication endpoint record. Primary key for the AMI endpoint entity. This is the surrogate key assigned by the MDMS or head-end system to track each network-layer endpoint registration. | IEEE 2030.5 (Smart Energy Profile) | TRUE
asset_registry | ami_endpoint | authentication_method | Authentication Method | STRING |  | CERTIFICATE¦SHARED_KEY¦TOKEN¦NONE |  | Method used to authenticate the endpoint during communication sessions with the head-end system. CERTIFICATE = X.509 digital certificate; SHARED_KEY = pre-shared symmetric key; TOKEN = dynamic token-based authentication; NONE = no authentication (legacy systems only). | NIST IR 7628 (Smart Grid Cyber Security Guidelines)
asset_registry | ami_endpoint | battery_level_percent | Battery Level Percentage | DECIMAL(5,2) |  |  |  | Current battery charge level as a percentage (0-100) for battery-powered communication modules (common in gas AMR/AMI and some electric endpoints). Null for line-powered endpoints. Used to schedule battery replacement field work before communication failure. | ANSI C12.19 (Utility Industry End Device Data Tables)
asset_registry | ami_endpoint | collector_node_code | Collector Node Identifier | STRING |  |  |  | Identifier of the parent collector, concentrator, or access point node in the AMI network hierarchy to which this endpoint is currently associated. Used in mesh and hierarchical network topologies to manage network routing, load balancing, and troubleshooting. Null for direct cellular or POTS endpoints. | IEEE 802.15.4g (Smart Utility Networks) |  | TRUE | A collector node (or relay/concentrator) is a piece of AMI network infrastructure hardware that aggregates data from nearby endpoints. This is a technical/hardware device reference. Passes Tier 1 infrastructure filter → KEEP_AS_IS.
asset_registry | ami_endpoint | commissioning_timestamp | Endpoint Commissioning Timestamp | TIMESTAMP |  |  |  | Timestamp when the endpoint was successfully registered and commissioned in the AMI head-end system. Marks the moment the endpoint became operational and began transmitting meter data. Distinct from installation_date which is the physical installation event. | MultiSpeak Version 5.0 (AMI Integration Standard)
asset_registry | ami_endpoint | communication_module_serial | Communication Module Serial Number | STRING | confidential,pii_device |  |  | Manufacturer-assigned serial number of the physical AMI communication module (NIC card, radio module, or cellular modem) installed in or attached to the smart meter. Used for warranty tracking, firmware management, and field service operations. | ANSI C12.22 (Meter Communication Standard)
asset_registry | ami_endpoint | communication_status | Communication Status | STRING |  | ACTIVE¦INACTIVE¦INTERMITTENT¦FAILED¦COMMISSIONED¦DECOMMISSIONED |  | Current operational status of the AMI endpoint communication link. ACTIVE = regular successful communication; INACTIVE = no recent communication but endpoint is registered; INTERMITTENT = sporadic communication failures; FAILED = persistent communication failure requiring field service; COMMISSIONED = newly installed and registered; DECOMMISSIONED = removed from service. | MultiSpeak Version 5.0 (AMI Integration Standard)
asset_registry | ami_endpoint | created_timestamp | Record Created Timestamp | TIMESTAMP |  |  |  | Timestamp when this AMI endpoint record was first created in the MDMS or data warehouse. Used for data lineage tracking and audit trail. Distinct from installation_date and commissioning_timestamp which represent physical and operational events. | ISO 8601 (Date and Time Format)
asset_registry | ami_endpoint | data_retention_days | Endpoint Data Retention Period (Days) | INT |  |  |  | Number of days of interval meter data stored locally on the endpoint before being overwritten. Used for data recovery after communication outages and for backfill operations. Typical range: 35-90 days depending on memory capacity and interval frequency. | ANSI C12.19 (Utility Industry End Device Data Tables)
asset_registry | ami_endpoint | decommissioning_timestamp | Endpoint Decommissioning Timestamp | TIMESTAMP |  |  |  | Timestamp when the endpoint was decommissioned and removed from active service in the AMI head-end system. Null for active endpoints. Used for lifecycle tracking, asset retirement reporting, and historical analysis of network evolution. | MultiSpeak Version 5.0 (AMI Integration Standard)
asset_registry | ami_endpoint | encryption_enabled_flag | Encryption Enabled Flag | BOOLEAN |  |  |  | Boolean flag indicating whether end-to-end encryption is enabled for communication between this endpoint and the head-end system. True = encrypted communication (AES-128 or higher); False = plaintext or legacy unencrypted communication. Critical for cybersecurity compliance and NERC CIP audit. | NIST IR 7628 (Smart Grid Cyber Security Guidelines)
asset_registry | ami_endpoint | endpoint_eui | Endpoint Extended Unique Identifier (EUI) | STRING | confidential,pii_device | '^[0-9A-F]{16}$ |  | 64-bit Extended Unique Identifier (EUI-64) assigned to the AMI communication module. This is the globally unique MAC-layer address used for network registration and device authentication in the AMI head-end system. Serves as the primary network identity for the endpoint. | IEEE 802-2014 (EUI-64 Standard)
asset_registry | ami_endpoint | firmware_version | Communication Module Firmware Version | STRING |  |  |  | Current firmware version installed on the AMI communication module. Used for firmware upgrade planning, security patch management, and troubleshooting communication issues. Format varies by vendor (e.g., 3.2.1, v4.5.0-build2023). | NIST IR 7628 (Smart Grid Cyber Security Guidelines)
asset_registry | ami_endpoint | head_end_system_code | Head-End System Identifier | STRING |  |  |  | Identifier of the AMI head-end system (MDMS instance or vendor platform) that manages this endpoint. Used in multi-vendor or multi-region deployments where different head-end systems manage different endpoint populations. Examples: Itron Analytics instance ID, Oracle Utilities MDMS cluster name. | MultiSpeak Version 5.0 (AMI Integration Standard) |  | TRUE | A head-end system is an AMI infrastructure/software platform (e.g., Itron, Landis+Gyr) that collects meter data. This is an external technical system reference, not a core business entity that the utility would model as a first-class table. Passes Tier 1 infrastructure filter → KEEP_AS_IS.
asset_registry | ami_endpoint | installation_date | Endpoint Installation Date | DATE |  |  |  | Date the AMI communication module was physically installed and commissioned in the field. Used for warranty tracking, lifecycle management, and calculating mean time between failures (MTBF) for network reliability analysis. | ANSI C12.1 (Electric Meters - Code for Electricity Metering)
asset_registry | ami_endpoint | ip_address | Internet Protocol (IP) Address | STRING | confidential,pii_ip | '^(?:[0-9]{1,3}\.){3}[0-9]{1,3}$¦^([0-9a-fA-F]{1,4}:){7}[0-9a-fA-F]{1,4}$ |  | IP address (IPv4 or IPv6) assigned to the AMI endpoint for IP-based communication networks (cellular, fixed network, or IP-over-PLC). Used for direct addressing, remote diagnostics, and firmware updates. Null for non-IP networks (legacy RF mesh, POTS). | IETF RFC 791 (IPv4), IETF RFC 8200 (IPv6)
asset_registry | ami_endpoint | last_firmware_update_timestamp | Last Firmware Update Timestamp | TIMESTAMP |  |  |  | Timestamp of the most recent firmware update applied to the communication module. Used to track firmware deployment progress, identify endpoints requiring security patches, and troubleshoot post-upgrade issues. | NIST IR 7628 (Smart Grid Cyber Security Guidelines)
asset_registry | ami_endpoint | last_modified_timestamp | Record Last Modified Timestamp | TIMESTAMP |  |  |  | Timestamp when this AMI endpoint record was most recently updated in the MDMS or data warehouse. Used for change tracking, data synchronization, and incremental ETL processing. | ISO 8601 (Date and Time Format)
asset_registry | ami_endpoint | last_successful_communication_timestamp | Last Successful Communication Timestamp | TIMESTAMP |  |  |  | Timestamp of the most recent successful bidirectional communication session between the endpoint and the head-end system. Used to detect stale endpoints, identify communication outages, and trigger field service work orders for non-communicating meters. | ANSI C12.22 (Meter Communication Standard)
asset_registry | ami_endpoint | last_tamper_event_timestamp | Last Tamper Event Timestamp | TIMESTAMP |  |  |  | Timestamp of the most recent tamper event detected by the endpoint. Null if no tamper has ever been detected. Used for revenue protection investigations, pattern analysis of theft activity, and field service prioritization. | ANSI C12.22 (Meter Communication Standard)
asset_registry | ami_endpoint | manufacturer_name | Communication Module Manufacturer Name | STRING |  |  |  | Name of the manufacturer of the AMI communication module hardware. Examples: Itron, Landis+Gyr, Sensus, Aclara, Trilliant. Used for vendor performance analysis, warranty claims, and procurement planning. | ANSI C12.1 (Electric Meters - Code for Electricity Metering)
asset_registry | ami_endpoint | model_number | Communication Module Model Number | STRING |  |  |  | Manufacturer model number or part number of the AMI communication module. Used for firmware compatibility checks, spare parts inventory management, and technical support escalation. | ANSI C12.1 (Electric Meters - Code for Electricity Metering)
asset_registry | ami_endpoint | network_hop_count | Network Hop Count | INT |  |  |  | Number of network hops (intermediate nodes) between this endpoint and the head-end system or primary collector in mesh network topologies. Lower hop counts indicate better network position and more reliable communication. Null for direct cellular or POTS endpoints. | IEEE 802.15.4g (Smart Utility Networks)
asset_registry | ami_endpoint | network_type | Advanced Metering Infrastructure (AMI) Network Type | STRING |  | RF_MESH¦PLC¦CELLULAR¦POTS¦FIXED_NETWORK¦HYBRID |  | Type of communication network technology used by this endpoint to transmit meter data to the utility head-end. RF_MESH = radio frequency mesh network; PLC = power line carrier; CELLULAR = cellular (LTE/5G); POTS = plain old telephone service; FIXED_NETWORK = fiber or Ethernet; HYBRID = combination of technologies. | IEEE 2030.5 (Smart Energy Profile)
asset_registry | ami_endpoint | outage_detection_enabled_flag | Outage Detection Enabled Flag | BOOLEAN |  |  |  | Boolean flag indicating whether this endpoint is configured to send last-gasp and first-breath messages for power outage detection. True = outage detection enabled and integrated with OMS; False = disabled or not supported by hardware. Critical for outage management system integration. | MultiSpeak Version 5.0 (AMI Integration Standard)
asset_registry | ami_endpoint | port_number | Communication Port Number | INT |  |  |  | TCP or UDP port number used for communication sessions with the endpoint. Typically standardized per vendor or protocol (e.g., port 4059 for ANSI C12.22, port 8883 for MQTT over TLS). Used for firewall configuration and network security management. | ANSI C12.22 (Meter Communication Standard)
asset_registry | ami_endpoint | read_interval_minutes | Meter Read Interval (Minutes) | INT |  |  |  | Configured interval in minutes at which the endpoint transmits meter read data to the head-end system. Common values: 15, 30, 60 minutes for interval data; 1440 minutes (daily) for daily reads. Used for data volume planning and network bandwidth management. | ANSI C12.19 (Utility Industry End Device Data Tables)
asset_registry | ami_endpoint | remote_disconnect_capable_flag | Remote Disconnect Capable Flag | BOOLEAN |  |  |  | Boolean flag indicating whether this endpoint supports remote service disconnect/reconnect commands. True = endpoint has integrated disconnect switch controllable via AMI network; False = manual field service required for disconnect. Used for credit management and demand response programs. | ANSI C12.19 (Utility Industry End Device Data Tables)
asset_registry | ami_endpoint | signal_strength_baseline_dbm | Signal Strength Baseline (dBm) | DECIMAL(5,2) |  |  |  | Baseline signal strength measurement in decibels relative to one milliwatt (dBm) recorded during endpoint commissioning or last successful communication. Used to monitor network health, identify degraded links, and prioritize field maintenance. Typical range: -110 to -30 dBm for RF networks. | IEEE 802.15.4 (Low-Rate Wireless Networks)
asset_registry | ami_endpoint | tamper_detection_flag | Tamper Detection Flag | BOOLEAN |  |  |  | Boolean flag indicating whether the endpoint has detected physical or electronic tampering. True = tamper event detected (cover removal, magnetic interference, communication jamming); False = no tamper detected. Triggers field investigation and potential revenue protection action. | ANSI C12.22 (Meter Communication Standard)
asset_registry | ami_endpoint | time_sync_source | Time Synchronization Source | STRING |  | GPS¦NTP¦NETWORK¦INTERNAL¦MANUAL |  | Source used by the endpoint to synchronize its internal clock for accurate timestamping of meter reads and events. GPS = GPS receiver; NTP = Network Time Protocol; NETWORK = head-end system time sync; INTERNAL = internal oscillator (least accurate); MANUAL = manually set. Critical for interval data accuracy and event correlation. | IEEE 1588 (Precision Time Protocol)
asset_registry | meter | billing_rate_schedule_id | Billing Rate Schedule Id (Foreign Key) | BIGINT |  |  | billing.rate_schedule.rate_schedule_id | Foreign key linking to billing.rate_schedule. Business justification: Meters are configured for specific rate schedules to determine billing calculations. Rate schedule drives multiplier application, demand interval settings, and TOU configuration. Critical for accurate | Internal - LLM Generated Cross-Domain Link
asset_registry | meter | cost_center_id | Cost Center Id (Foreign Key) | BIGINT |  |  | finance.cost_center.cost_center_id | Foreign key linking to finance.cost_center. Business justification: Meters incur ongoing O&M costs (maintenance, testing, reading) that must be allocated to cost centers for FERC Form 1 regulatory reporting, budget variance analysis, and rate case cost studies. Standa | Internal - LLM Generated Cross-Domain Link
asset_registry | meter | master_id | Asset Master Id (Foreign Key) | BIGINT |  |  | asset.master.master_id | Foreign key linking to asset.asset_master. Business justification: Meters are physical assets with lifecycle management requirements (installation, testing, maintenance, replacement). This FK enables tracking meters through the enterprise asset management system. The | Internal - LLM Generated Cross-Domain Link
asset_registry | meter | material_master_id | Material Master Id (Foreign Key) | BIGINT |  |  | supply.material_master.material_master_id | Foreign key linking to supply.material_master. Business justification: Meters are inventory items with material numbers in ERP systems. Critical for procurement planning, standardization, inventory valuation, and MRP. Utilities manage meters as materials with reorder poi | Internal - LLM Generated Cross-Domain Link
asset_registry | meter | participant_registration_id | Participant Registration Id (Foreign Key) | BIGINT |  |  | market.participant_registration.participant_registration_id | Foreign key linking to market.participant_registration. Business justification: Utility-owned generation meters and DR program meters must link to RTO/ISO participant registrations for market settlement, compliance reporting, and authorized market participation validation. | Internal - LLM Generated Cross-Domain Link
asset_registry | meter | pricing_node_id | Pricing Node Id (Foreign Key) | BIGINT |  |  | market.pricing_node.pricing_node_id | Foreign key linking to market.pricing_node. Business justification: Generation meters and large C&I meters are associated with specific pricing nodes for LMP-based settlement, nodal pricing billing, and congestion cost allocation in wholesale markets. | Internal - LLM Generated Cross-Domain Link
asset_registry | meter | purchase_order_id | Purchase Order Id (Foreign Key) | BIGINT |  |  | supply.purchase_order.purchase_order_id | Foreign key linking to supply.purchase_order. Business justification: Meters are procured through the supply chain system. This FK enables tracking of meter procurement, warranty management, and vendor performance. The meter table currently has purchase_order_number as | Internal - LLM Generated Cross-Domain Link
asset_registry | meter | tariff_schedule_id | Tariff Schedule Id (Foreign Key) | BIGINT |  |  | regulatory.tariff_schedule.tariff_schedule_id | Foreign key linking to regulatory.tariff_schedule. Business justification: Meters are configured to collect data according to approved tariff rate structures (TOU periods, demand tiers, multipliers). FK enables validation that meter configuration aligns with tariff requireme | Internal - LLM Generated Cross-Domain Link
asset_registry | meter | accuracy_class | Accuracy Class | STRING |  |  |  | Meter accuracy rating as defined by ANSI standards. Common classes include 0.2, 0.5, 1.0, and 2.0, representing the maximum percentage error under specified conditions. Higher accuracy classes (lower numbers) are required for revenue metering and large commercial customers. | ANSI C12.20 Electricity Meters Accuracy Classes
asset_registry | meter | communication_module_type | Communication Module Type | STRING |  | RF Mesh¦PLC¦Cellular¦Zigbee¦Wi-Fi¦None |  | Technology used by the meter to transmit data to the utility's MDMS. RF Mesh uses radio frequency mesh networks. PLC (Power Line Carrier) transmits data over electric distribution lines. Cellular uses mobile networks. Zigbee and Wi-Fi are used for home area networks. None indicates manual-read meters. | IEEE 2030.5 Smart Energy Profile
asset_registry | meter | created_timestamp | Created Timestamp | TIMESTAMP |  |  |  | Date and time when this meter record was first created in the MDMS or enterprise asset management system. Used for data lineage, audit trails, and record lifecycle tracking. Distinct from manufacture date or installation date. | ISO 8601 Date and Time Format
asset_registry | meter | current_rating | Current Rating (Amperes) | DECIMAL(10,2) |  |  |  | Maximum continuous current in amperes that the meter can accurately measure without damage. Typical ratings include 100A, 200A, 320A for residential and small commercial, and higher ratings for large commercial and industrial customers. Used to ensure meter capacity matches service load. | ANSI C12.1 Electric Meters Code for Electricity Metering
asset_registry | meter | demand_capable | Demand Capable | BOOLEAN |  |  |  | Indicates whether the meter can measure and record peak demand (kW or MW) in addition to energy consumption (kWh or MWh). Demand-capable meters are required for commercial and industrial customers subject to demand charges. Essential for rate application and billing. | ANSI C12.19 Utility Industry End Device Data Tables
asset_registry | meter | encryption_enabled | Encryption Enabled | BOOLEAN |  |  |  | Indicates whether the meter encrypts data transmissions to the MDMS. Encryption protects customer usage data and prevents unauthorized access or tampering. Required for compliance with NIST cybersecurity guidelines for smart grid devices. | NIST IR 7628 Guidelines for Smart Grid Cybersecurity
asset_registry | meter | expected_useful_life_years | Expected Useful Life (Years) | INT |  |  |  | Estimated operational lifespan of the meter in years, based on manufacturer specifications and utility experience. Typical values are 15-20 years for AMI meters, 30-40 years for electromechanical meters. Used for depreciation calculations and replacement planning. | FERC Uniform System of Accounts
asset_registry | meter | firmware_version | Firmware Version | STRING |  |  |  | Version identifier of the embedded software running on the meter. Critical for security patch management, feature enablement, and compatibility with MDMS systems. Firmware updates may be deployed over-the-air for AMI meters. | NIST IR 7628 Guidelines for Smart Grid Cybersecurity
asset_registry | meter | form_factor | Meter Form Factor | STRING |  |  |  | Physical configuration and wiring arrangement of the meter. For electric meters, examples include Form 2S (single-phase), Form 4S (three-wire network), Form 9S (three-phase delta), Form 12S (three-phase wye), Form 16S (three-phase four-wire delta). Determines installation requirements and service compatibility. | ANSI C12.10 Physical Aspects of Watthour Meters
asset_registry | meter | fuel_type | Fuel Type | STRING |  | Electric¦Gas |  | Type of energy commodity measured by this meter. Electric meters measure kilowatt-hours (kWh) and demand (kW). Gas meters measure volume in thousand cubic feet (MCF) or therms. Determines applicable rate schedules and billing calculations. | FERC Uniform System of Accounts
asset_registry | meter | installation_date | Installation Date | DATE |  |  |  | Date when the meter was physically installed at the current service point. Used to calculate meter age, warranty expiration, and calibration due dates. Critical for asset lifecycle management and depreciation calculations. | ANSI C12.1 Electric Meters Code for Electricity Metering
asset_registry | meter | installation_status | Installation Status | STRING |  | Installed¦Removed¦In-Stock¦In-Transit¦Retired¦Failed |  | Current physical deployment state of the meter. Installed indicates the meter is actively deployed at a service point. Removed indicates the meter has been taken out of service. In-Stock indicates the meter is in warehouse inventory. In-Transit indicates the meter is being shipped. Retired indicates the meter is permanently out of service. Failed indicates the meter has malfunctioned. | IEEE 2030.5 Smart Energy Profile
asset_registry | meter | interval_length_minutes | Interval Length (Minutes) | INT |  |  |  | Duration in minutes of each interval data recording period. Common values are 15, 30, or 60 minutes. AMI meters typically record 15-minute intervals. Used to determine data granularity for load profiling, demand response, and time-of-use billing. | ANSI C12.19 Utility Industry End Device Data Tables
asset_registry | meter | last_modified_timestamp | Last Modified Timestamp | TIMESTAMP |  |  |  | Date and time when this meter record was most recently updated. Used to track data currency, support change data capture (CDC) processes, and identify records requiring synchronization across systems. | ISO 8601 Date and Time Format
asset_registry | meter | last_test_date | Last Test Date | DATE |  |  |  | Date of the most recent accuracy test or calibration performed on the meter. Regulatory requirements typically mandate periodic testing (e.g., every 10-15 years for electric meters). Used to schedule future testing and ensure measurement accuracy for billing. | ANSI C12.1 Electric Meters Code for Electricity Metering
asset_registry | meter | lifecycle_state | Lifecycle State | STRING |  | Active¦Inactive¦Testing¦Decommissioned |  | Operational lifecycle stage of the meter asset. Active indicates the meter is in service and collecting data. Inactive indicates the meter is not currently in use but may be redeployed. Testing indicates the meter is undergoing validation or calibration. Decommissioned indicates the meter has been permanently removed from inventory. | ISO 55000 Asset Management
asset_registry | meter | manufacture_date | Manufacture Date | DATE |  |  |  | Date when the meter was manufactured by the vendor. Used to determine warranty coverage, expected lifespan, and compliance with regulatory standards in effect at time of manufacture. May differ significantly from installation date for meters held in inventory. | ANSI C12.1 Electric Meters Code for Electricity Metering
asset_registry | meter | manufacturer | Meter Manufacturer | STRING |  |  |  | Name of the company that manufactured the meter device. Examples include Itron, Landis+Gyr, Sensus, Elster, Aclara. Used for vendor management, warranty claims, and firmware compatibility tracking. | ANSI C12.1 Electric Meters Code for Electricity Metering
asset_registry | meter | meter_id | Meter Identifier (ID) | BIGINT |  |  |  | Unique system identifier for the meter asset. Primary key for the meter product. Serves as the authoritative reference for all meter-related transactions and associations across metering, billing, and distribution domains. | IEEE 2030.5 Smart Energy Profile | TRUE
asset_registry | meter | meter_type | Meter Type | STRING |  | AMI¦AMR¦Electromechanical¦Electronic¦Smart¦Interval |  | Classification of the meter based on its technology and data collection capability. AMI (Advanced Metering Infrastructure) supports two-way communication and remote disconnect. AMR (Automated Meter Reading) supports one-way read-only communication. Electromechanical meters require manual reads. Determines data collection frequency and operational capabilities. | ANSI C12.19 Utility Industry End Device Data Tables
asset_registry | meter | model_number | Meter Model Number | STRING |  |  |  | Manufacturer-specific model designation identifying the meter's design, capabilities, and specifications. Used to determine compatible firmware versions, communication protocols, and operational parameters. | ANSI C12.1 Electric Meters Code for Electricity Metering
asset_registry | meter | multiplier | Meter Multiplier | DECIMAL(10,4) |  |  |  | Scaling factor applied to meter register readings to calculate actual consumption. Used when current transformers (CTs) or potential transformers (PTs) are installed. For example, a multiplier of 40 means each register unit represents 40 kWh. Essential for accurate billing of high-load customers. | ANSI C12.1 Electric Meters Code for Electricity Metering
asset_registry | meter | net_metering_capable | Net Metering Capable | BOOLEAN |  |  |  | Indicates whether the meter can measure and record bi-directional energy flow (both consumption and generation). Required for customers with distributed energy resources (DER) such as rooftop solar. Supports net energy metering (NEM) programs and renewable energy credit (REC) tracking. | IEEE 1547 Standard for Interconnecting Distributed Resources
asset_registry | meter | next_test_due_date | Next Test Due Date | DATE |  |  |  | Scheduled date for the next required accuracy test or calibration. Calculated based on last test date and regulatory testing intervals. Used to generate preventive maintenance work orders and ensure compliance with PUC testing requirements. | ANSI C12.1 Electric Meters Code for Electricity Metering
asset_registry | meter | notes | Notes | STRING |  |  |  | Free-text field for recording additional information about the meter, such as special installation requirements, known issues, field service observations, or historical context. Used by field technicians and asset managers for operational reference.
asset_registry | meter | number_of_dials | Number of Dials | INT |  |  |  | Count of register dials on electromechanical meters, typically 4 or 5 dials. Determines the maximum reading capacity before rollover. Not applicable to electronic or AMI meters which use digital displays. Used for manual meter reading validation. | ANSI C12.1 Electric Meters Code for Electricity Metering
asset_registry | meter | outage_detection_capable | Outage Detection Capable | BOOLEAN |  |  |  | Indicates whether the meter can detect and report power outages and restoration events. AMI meters with this capability send last-gasp messages during outages and first-breath messages upon restoration. Feeds the Outage Management System (OMS) for improved outage response. | IEEE 2030.5 Smart Energy Profile
asset_registry | meter | ownership_type | Ownership Type | STRING |  | Utility-Owned¦Customer-Owned |  | Indicates whether the meter is owned by the utility or the customer. Utility-owned meters are maintained and replaced by the utility. Customer-owned meters (common for large industrial customers) are maintained by the customer but must meet utility standards. Affects maintenance responsibility and capital asset accounting. | FERC Uniform System of Accounts
asset_registry | meter | register_count | Register Count | INT |  |  |  | Number of independent measurement registers in the meter. Single-register meters measure total consumption. Multi-register meters can track time-of-use (TOU) periods, demand intervals, or separate rate schedules. Used to support complex rate structures and demand response programs. | ANSI C12.19 Utility Industry End Device Data Tables
asset_registry | meter | remote_disconnect_capable | Remote Disconnect Capable | BOOLEAN |  |  |  | Indicates whether the meter includes a service switch that can be remotely controlled to connect or disconnect service. Enables remote service activation for move-ins, disconnection for non-payment, and reconnection after payment. Common feature of modern AMI meters. | IEEE 2030.5 Smart Energy Profile
asset_registry | meter | removal_date | Removal Date | DATE |  |  |  | Date when the meter was physically removed from service. Used to close out meter-to-premise associations, finalize billing periods, and track meter inventory movements. Null for meters currently in service. | ANSI C12.1 Electric Meters Code for Electricity Metering
asset_registry | meter | serial_number | Meter Serial Number | STRING |  | '^[A-Z0-9]{8,20}$ |  | Manufacturer-assigned unique serial number physically stamped or labeled on the meter device. Used for field identification, warranty tracking, and asset reconciliation. Must be unique across the entire meter inventory. | ANSI C12.1 Electric Meters Code for Electricity Metering
asset_registry | meter | tamper_detection_capable | Tamper Detection Capable | BOOLEAN |  |  |  | Indicates whether the meter can detect and report physical tampering, meter cover removal, magnetic interference, or reverse energy flow. Tamper events trigger alerts in MDMS for investigation. Critical for revenue protection and theft detection. | ANSI C12.19 Utility Industry End Device Data Tables
asset_registry | meter | unit_cost | Unit Cost (USD) | DECIMAL(10,2) | confidential |  |  | Purchase price paid for this meter unit in US dollars. Used for capital asset valuation, depreciation calculations, and cost-benefit analysis of meter deployment programs. Confidential business information. | FERC Uniform System of Accounts
asset_registry | meter | voltage_class | Voltage Class | STRING |  |  |  | Rated voltage level for which the meter is designed. Common classes include 120V, 240V, 480V for distribution, and higher voltages for transmission-level metering. Must match the service point voltage to ensure accurate measurement and safety. | ANSI C84.1 Electric Power Systems and Equipment Voltage Ratings
asset_registry | meter | warranty_expiration_date | Warranty Expiration Date | DATE |  |  |  | Date when the manufacturer's warranty coverage ends. Used to determine whether repair or replacement costs are covered by the vendor. Calculated from manufacture date or installation date based on warranty terms. Critical for asset management and budgeting. | ISO 55000 Asset Management
asset_registry | meter_channel | derived_from_meter_channel_id |  | BIGINT | self_ref_fk |  | metering.meter_channel.meter_channel_id | Self-referencing FK on meter_channel (derived_from_meter_channel_id)
asset_registry | meter_channel | meter_id | Meter Identifier (ID) | BIGINT |  |  | metering.meter.meter_id | Reference to the physical meter device on which this measurement channel is configured. Links to the meter master record. | ANSI C12.19 Meter Data Tables Standard
asset_registry | meter_channel | service_point_id | Service Point Identifier (ID) | BIGINT |  |  | distribution.service_point.service_point_id | Reference to the service point (premise delivery location) served by the meter containing this channel. Links channel data to customer account and billing context. | Oracle Utilities Customer Care and Billing Service Point Model
asset_registry | meter_channel | tou_schedule_id | Time-of-Use (TOU) Schedule Identifier (ID) | BIGINT |  |  | metering.tou_schedule.tou_schedule_id | Reference to the TOU schedule applied to this channel for rate period segmentation. Null if TOU is not applicable. | Oracle Utilities Customer Care and Billing Rate Engine
asset_registry | meter_channel | accuracy_class | Accuracy Class | STRING |  | 0.1¦0.2¦0.5¦1.0¦2.0 |  | Metrological accuracy classification of the channel measurement capability, expressed as maximum percentage error under reference conditions. Lower values indicate higher precision. | ANSI C12.20 Electricity Meters Standard
asset_registry | meter_channel | activation_date | Channel Activation Date | DATE |  |  |  | Date on which this channel was activated and began collecting measurement data. Used to determine the valid date range for interval and register reads. | Oracle Utilities MDMS Device Configuration Standard
asset_registry | meter_channel | billing_determinant_flag | Billing Determinant Flag | BOOLEAN |  |  |  | Indicates whether readings from this channel are used directly in billing calculations. When true, data quality and validation are subject to enhanced scrutiny. | Oracle Utilities Customer Care and Billing Billing Engine
asset_registry | meter_channel | channel_name | Channel Name | STRING |  |  |  | Human-readable descriptive name for the measurement channel, such as 'Delivered Energy', 'Received Energy', 'Reactive Power', or 'Demand'. | Oracle Utilities MDMS Device Configuration Standard
asset_registry | meter_channel | channel_number | Channel Number | INT |  |  |  | Sequential numeric identifier for this channel within the meter device. Typically ranges from 1 to the maximum number of channels supported by the meter model. | ANSI C12.19 Meter Data Tables Standard
asset_registry | meter_channel | channel_status | Channel Status | STRING |  | active¦inactive¦suspended¦testing¦decommissioned |  | Current operational status of the meter channel. Only active channels participate in data collection and billing processes. | Oracle Utilities MDMS Device Configuration Standard
asset_registry | meter_channel | channel_type | Channel Type | STRING |  |  |  | Classification of the measurement quantity captured by this channel. Determines the nature of the data collected and how it is used in billing and analytics. [ENUM-REF-CANDIDATE: energy¦demand¦reactive¦power_factor¦voltage¦current¦gas_volume¦temperature — 8 candidates stripped; promote to reference product] | ANSI C12.19 Meter Data Tables Standard
asset_registry | meter_channel | collection_mode | Data Collection Mode | STRING |  | interval¦cumulative¦register¦on_demand |  | Method by which data is collected from this channel. Interval mode captures time-series data at regular intervals; cumulative mode captures running totals; register mode captures periodic snapshots. | Oracle Utilities MDMS Data Collection Framework
asset_registry | meter_channel | commodity_type | Commodity Type | STRING |  | electric¦gas¦water¦steam |  | Type of utility commodity measured by this channel. Determines applicable regulatory requirements and billing rules. | FERC Uniform System of Accounts
asset_registry | meter_channel | configuration_timestamp | Configuration Timestamp | TIMESTAMP |  |  |  | Date and time when the current channel configuration was applied. Critical for correlating configuration changes with data quality issues. | Oracle Utilities MDMS Device Configuration Standard
asset_registry | meter_channel | configuration_version | Configuration Version | STRING |  |  |  | Version identifier for the channel configuration. Incremented when channel parameters are modified. Enables tracking of configuration changes over time. | Oracle Utilities MDMS Device Configuration Standard
asset_registry | meter_channel | configured_by_user_code | Configured By User Identifier (ID) | STRING | confidential,pii |  |  | Identifier of the system user or technician who last configured or modified this channel. Supports audit trail and accountability requirements. | SOX Section 404 Internal Controls |  | TRUE | This references a system user who configured the meter channel. While it's a person/role column, there is no generic 'user' table in the model. The model has workforce-related tables but no user/operator table. This is likely an application user ID from the metering system (MDM/CIS), making it an external system reference. KEEP_AS_IS is safer than CREATE since 'user' is a system/application concept rather than a core business entity.
asset_registry | meter_channel | created_timestamp | Record Created Timestamp | TIMESTAMP |  |  |  | Date and time when this meter channel record was first created in the Meter Data Management System (MDMS). Supports data lineage and audit requirements. | SOX Section 404 Internal Controls
asset_registry | meter_channel | data_quality_threshold_percent | Data Quality Threshold Percentage | DECIMAL(5,2) |  |  |  | Minimum acceptable data quality score percentage for readings from this channel. Readings below this threshold trigger VEE processing or manual review. | Oracle Utilities MDMS Data Quality Framework
asset_registry | meter_channel | deactivation_date | Channel Deactivation Date | DATE |  |  |  | Date on which this channel was deactivated and ceased collecting measurement data. Null for currently active channels. | Oracle Utilities MDMS Device Configuration Standard
asset_registry | meter_channel | demand_interval_minutes | Demand Interval Minutes | INT |  |  |  | Length of the demand measurement interval in minutes for demand channels. Common values are 15, 30, or 60 minutes. Null for non-demand channels. | NERC Reliability Standards for Demand Response
asset_registry | meter_channel | demand_response_eligible_flag | Demand Response (DR) Eligible Flag | BOOLEAN |  |  |  | Indicates whether consumption measured by this channel is eligible for demand response program participation and curtailment event tracking. | FERC Order 745 Demand Response Compensation
asset_registry | meter_channel | interval_length_minutes | Interval Length Minutes | INT |  |  |  | Duration in minutes of each interval data collection period for interval-based channels. Typical values are 5, 15, 30, or 60 minutes for Advanced Metering Infrastructure (AMI) systems. | ANSI C12.19 Meter Data Tables Standard
asset_registry | meter_channel | last_modified_timestamp | Record Last Modified Timestamp | TIMESTAMP |  |  |  | Date and time when this meter channel record was most recently updated. Enables change tracking and data synchronization across systems. | SOX Section 404 Internal Controls
asset_registry | meter_channel | load_profile_enabled_flag | Load Profile Enabled Flag | BOOLEAN |  |  |  | Indicates whether this channel participates in load profiling and load research studies. When true, interval data is retained for extended periods for analytical purposes. | NERC Reliability Standards for Load Forecasting
asset_registry | meter_channel | loss_compensation_factor | Loss Compensation Factor | DECIMAL(10,6) | restricted,pii_financial |  |  | Adjustment factor applied to channel readings to compensate for energy losses in service transformers or distribution equipment. Used when meter is located upstream of loss-producing equipment. | IEEE Standard 1459 Definitions for Measurement of Electric Power
asset_registry | meter_channel | measurement_direction | Measurement Direction | STRING |  | delivered¦received¦net¦bidirectional |  | Direction of energy or commodity flow measured by this channel. Critical for Net Energy Metering (NEM) applications where delivered and received energy must be tracked separately. | FERC Order 2222 Distributed Energy Resource Aggregation
asset_registry | meter_channel | meter_channel_id | Meter Channel Identifier (ID) | BIGINT |  |  |  | Unique system identifier for the meter channel record. Primary key for the meter channel entity. | ISO/IEC 11179 Metadata Registry Standard | TRUE
asset_registry | meter_channel | multiplier | Channel Multiplier | DECIMAL(18,6) |  |  |  | Scaling factor applied to raw meter readings to calculate actual consumption or demand. Accounts for Current Transformer (CT) and Potential Transformer (PT) ratios in high-voltage installations. | ANSI C12.20 Electricity Meters Standard
asset_registry | meter_channel | net_metering_flag | Net Energy Metering (NEM) Flag | BOOLEAN |  |  |  | Indicates whether this channel is part of a Net Energy Metering configuration where customer-owned generation is netted against consumption for billing purposes. | FERC Order 2222 Distributed Energy Resource Aggregation
asset_registry | meter_channel | notes | Channel Notes | STRING |  |  |  | Free-form text field for recording additional information about the channel configuration, special handling requirements, or operational considerations. | Oracle Utilities MDMS Device Configuration Standard
asset_registry | meter_channel | phase_configuration | Phase Configuration | STRING |  | single_phase¦three_phase_wye¦three_phase_delta¦two_phase |  | Electrical phase configuration for electric meter channels. Determines voltage and current measurement methodology and multiplier calculations. | ANSI C12.20 Electricity Meters Standard
asset_registry | meter_channel | pressure_compensation_enabled_flag | Pressure Compensation Enabled Flag | BOOLEAN | restricted,pii_financial |  |  | Indicates whether pressure compensation is applied to gas volume measurements from this channel. Required for accurate gas billing when pressure varies significantly from standard conditions. | AGA Report No. 7 Measurement of Natural Gas by Turbine Meters
asset_registry | meter_channel | pulse_weight | Pulse Weight | DECIMAL(18,6) |  |  |  | Energy or volume quantity represented by each pulse output from the meter channel. Used for pulse-based Automated Meter Reading (AMR) systems. | ANSI C12.18 Protocol Specification for ANSI Type 2 Optical Port
asset_registry | meter_channel | rate_schedule_code | Rate Schedule Code | STRING |  |  |  | Code identifying the tariff rate schedule applied to consumption measured by this channel. Determines pricing structure and billing calculation method. | FERC Uniform System of Accounts for Electric Utilities
asset_registry | meter_channel | register_multiplier | Register Multiplier | DECIMAL(18,6) |  |  |  | Additional scaling factor applied to register readings for this channel. May differ from the CT/PT multiplier when register configuration requires separate adjustment. | ANSI C12.19 Meter Data Tables Standard
asset_registry | meter_channel | remote_disconnect_capable_flag | Remote Disconnect Capable Flag | BOOLEAN |  |  |  | Indicates whether this channel is associated with a meter that supports remote service disconnection and reconnection commands. Relevant for credit management and demand response programs. | IEEE 2030.5 Smart Energy Profile Application Protocol
asset_registry | meter_channel | temperature_compensation_enabled_flag | Temperature Compensation Enabled Flag | BOOLEAN | restricted,pii_financial |  |  | Indicates whether temperature compensation is applied to gas volume measurements from this channel. Required for accurate gas billing when temperature varies significantly from standard conditions. | AGA Report No. 7 Measurement of Natural Gas by Turbine Meters
asset_registry | meter_channel | time_of_use_applicable_flag | Time-of-Use (TOU) Applicable Flag | BOOLEAN |  |  |  | Indicates whether this channel participates in Time-of-Use rate calculations. When true, interval reads from this channel are segmented by TOU period for billing. | FERC Order 745 Demand Response Compensation
asset_registry | meter_channel | unit_of_measure | Unit of Measure (UOM) | STRING |  |  |  | Standard unit in which the channel measurement is expressed. Essential for accurate billing calculations and data validation. [ENUM-REF-CANDIDATE: kWh¦MWh¦kW¦MW¦kVAR¦MVAR¦MCF¦Therm¦CCF¦Volt¦Amp — 11 candidates stripped; promote to reference product] | ANSI C12.19 Meter Data Tables Standard
asset_registry | meter_channel | vee_rule_set_code | Validation Estimation and Editing (VEE) Rule Set Code | STRING |  |  |  | Code identifying the VEE rule set applied to readings from this channel. Determines which validation, estimation, and editing rules are executed during meter data processing. | Oracle Utilities MDMS VEE Framework
asset_registry | meter_channel | voltage_class | Voltage Class | STRING |  |  |  | Nominal voltage level at which this channel measures electric service. Critical for determining appropriate CT/PT ratios and safety protocols. [ENUM-REF-CANDIDATE: 120V¦240V¦480V¦4160V¦12470V¦34500V¦69000V¦138000V¦230000V¦345000V¦500000V — 11 candidates stripped; promote to reference product] | ANSI C84.1 Electric Power Systems and Equipment Voltage Ratings
asset_registry | meter_configuration | meter_id | Meter ID | BIGINT |  |  | metering.meter.meter_id | Reference to the physical meter asset that this configuration applies to. Links to the meter asset master record in the metering domain. | ANSI C12.1 Electric Meters Code for Electricity Metering
asset_registry | meter_configuration | tariff_schedule_id | Tariff Schedule Id (Foreign Key) | BIGINT |  |  | regulatory.tariff_schedule.tariff_schedule_id | Foreign key linking to regulatory.tariff_schedule. Business justification: Meter configurations (TOU schedules, demand intervals, multipliers, loss compensation factors) must align with approved tariff structures. FK enables configuration compliance validation and supports t | Internal - LLM Generated Cross-Domain Link
asset_registry | meter_configuration | tou_schedule_id | Time-of-Use (TOU) Schedule ID | BIGINT |  |  | metering.tou_schedule.tou_schedule_id | Identifier of the Time-of-Use rate schedule programmed into the meter. Defines on-peak, off-peak, and shoulder periods for TOU billing. Null for flat-rate meters. | ANSI C12.19 Table 54 Time-of-Use Control
asset_registry | meter_configuration | vee_rule_set_id | Validation Estimation and Editing (VEE) Rule Set ID | BIGINT |  |  | metering.vee_rule_set.vee_rule_set_id | Identifier of the VEE rule set applied to interval reads from this meter configuration. Determines which validation checks, estimation algorithms, and editing rules are applied in MDMS before data is released to billing. | Oracle Utilities MDMS VEE Engine Configuration
asset_registry | meter_configuration | channel_count | Number of Channels | INT |  |  |  | Total number of measurement channels configured on this meter. Typically 1-4 for residential meters, more for commercial/industrial installations with multiple services or Net Energy Metering (NEM) export channels. | ANSI C12.19 Table 11 Actual Sources Limiting
asset_registry | meter_configuration | communication_protocol | Communication Protocol | STRING |  | ansi_c12.18¦ansi_c12.22¦dlms_cosem¦zigbee¦cellular¦plc¦rf_mesh |  | Protocol used for meter-to-MDMS communication. Determines data collection method and interval read retrieval mechanism. | ANSI C12.22 Protocol Specification for Interfacing to Data Communication Networks
asset_registry | meter_configuration | configuration_source | Configuration Source | STRING |  | manual¦ami_discovery¦mdms_auto¦field_order¦meter_exchange |  | Origin of this configuration record. Indicates whether the configuration was manually entered, auto-discovered from AMI network, generated by MDMS automation, or created from a field work order. | Oracle Utilities MDMS Device Management
asset_registry | meter_configuration | configuration_status | Configuration Status | STRING |  | active¦pending¦superseded¦retired¦failed |  | Current lifecycle status of this configuration record. Active indicates the configuration is currently deployed and operational in the field. | Oracle Utilities MDMS Configuration Lifecycle
asset_registry | meter_configuration | configuration_type | Configuration Type | STRING |  | standard¦tou¦demand¦interval¦nem¦prepay |  | Classification of the meter configuration based on its primary measurement and billing capabilities. Determines which MDMS validation and estimation rules apply. | Oracle Utilities MDMS Configuration Templates
asset_registry | meter_configuration | configuration_version | Configuration Version Number | INT |  |  |  | Sequential version number for this meter's configuration history. Increments with each configuration change to track evolution over time. | Oracle Utilities MDMS Device Configuration Management
asset_registry | meter_configuration | configured_by_user_code | Configured By User ID | STRING | confidential,pii |  |  | Identifier of the MDMS user or system process that created or last modified this configuration record. Used for audit trail and troubleshooting configuration issues. | SOX Sarbanes-Oxley Act Audit Trail Requirements |  | TRUE | Same reasoning as meter_channel.configured_by_user_id — this is an application/system user reference from the metering management system, not a core business entity. KEEP_AS_IS.
asset_registry | meter_configuration | created_timestamp | Record Created Timestamp | TIMESTAMP |  |  |  | Date and time when this configuration record was first created in MDMS. Audit field for tracking configuration history and troubleshooting data quality issues. | SOX Sarbanes-Oxley Act Audit Trail Requirements
asset_registry | meter_configuration | demand_interval_minutes | Demand Interval Length in Minutes | INT |  |  |  | Length of the demand measurement interval in minutes. Common values are 15, 30, or 60 minutes. Determines the granularity of peak demand (kW/MW) calculations for billing and load analysis. | ANSI C12.19 Table 22 Data Selection
asset_registry | meter_configuration | demand_reset_day | Demand Reset Day of Month | INT |  |  |  | Day of the month (1-31) when the meter's demand register resets. Aligns with billing cycle start date to capture peak demand for the billing period. Critical for accurate demand charge calculation. | ANSI C12.19 Table 22 Data Selection
asset_registry | meter_configuration | deployment_timestamp | Configuration Deployment Timestamp | TIMESTAMP |  |  |  | Exact date and time when this configuration was successfully deployed to the physical meter in the field. May differ from effective_date if deployment was scheduled in advance. | ANSI C12.22 Protocol Specification for Interfacing to Data Communication Networks
asset_registry | meter_configuration | effective_date | Configuration Effective Date | DATE |  |  |  | Date when this meter configuration became active and operational in the field. Used to determine which configuration applies to interval reads at a given point in time. | ANSI C12.19 Utility Industry End Device Data Tables
asset_registry | meter_configuration | end_date | Configuration End Date | DATE |  |  |  | Date when this meter configuration was superseded or retired. Null for the currently active configuration. Critical for historical read interpretation. | ANSI C12.19 Utility Industry End Device Data Tables
asset_registry | meter_configuration | export_channel_number | Export Channel Number | INT |  |  |  | Channel number designated for measuring energy exported to the grid. Null for non-NEM meters. Typically channel 2 or 3 for residential solar installations. | ANSI C12.19 Table 11 Actual Sources Limiting
asset_registry | meter_configuration | firmware_version | Meter Firmware Version | STRING |  |  |  | Version of the firmware running on the meter at the time this configuration was deployed. Critical for troubleshooting read anomalies and ensuring compatibility with MDMS communication protocols. | ANSI C12.22 Protocol Specification for Interfacing to Data Communication Networks
asset_registry | meter_configuration | last_modified_timestamp | Record Last Modified Timestamp | TIMESTAMP |  |  |  | Date and time when this configuration record was last updated in MDMS. Tracks configuration change history and supports audit requirements. | SOX Sarbanes-Oxley Act Audit Trail Requirements
asset_registry | meter_configuration | loss_compensation_factor | Loss Compensation Factor | DECIMAL(6,4) | restricted,pii_financial |  |  | Adjustment factor applied to meter readings to compensate for energy losses in service transformers and secondary conductors. Typically 1.01 to 1.05 for residential services. Value of 1.0000 indicates no loss compensation. | IEEE 1459 Standard Definitions for the Measurement of Electric Power Quantities
asset_registry | meter_configuration | meter_configuration_id | Meter Configuration ID | BIGINT |  |  |  | Unique identifier for the meter configuration record. Primary key for this entity. Each configuration change creates a new version with a new ID. | IEEE 2030.5 Smart Energy Profile | TRUE
asset_registry | meter_configuration | multiplier | Meter Multiplier | DECIMAL(10,4) |  |  |  | Scaling factor applied to raw meter readings to convert to engineering units. Represents the Current Transformer (CT) and Potential Transformer (PT) ratio for high-voltage installations. Value of 1.0 for direct-connected residential meters. | IEEE C57.13 Standard Requirements for Instrument Transformers
asset_registry | meter_configuration | net_metering_enabled_flag | Net Energy Metering (NEM) Enabled Flag | BOOLEAN |  |  |  | Indicates whether this meter is configured for Net Energy Metering with bidirectional measurement. True for customers with Distributed Energy Resources (DER) such as rooftop solar that export energy to the grid. | FERC Order 2222 Distributed Energy Resources
asset_registry | meter_configuration | notes | Configuration Notes | STRING |  |  |  | Free-text field for capturing additional context about this configuration. May include reason for configuration change, special billing instructions, or field technician observations. | Oracle Utilities MDMS Device Configuration Management
asset_registry | meter_configuration | pulse_weight_kwh | Pulse Weight in Kilowatt-Hours (kWh) | DECIMAL(10,6) |  |  |  | Energy quantity represented by each pulse output from the meter. Used to convert pulse counts to kWh for legacy Automated Meter Reading (AMR) systems. Null for Advanced Metering Infrastructure (AMI) meters that transmit engineering units directly. | ANSI C12.18 Protocol Specification for ANSI Type 2 Optical Port
asset_registry | meter_configuration | read_frequency_hours | Read Frequency in Hours | INT |  |  |  | Scheduled frequency for automated meter reads in hours. Common values are 1 (hourly), 4 (every 4 hours), or 24 (daily). Determines how often MDMS polls the meter for interval data. | Oracle Utilities MDMS Collection Schedule Configuration
asset_registry | meter_configuration | register_read_resolution | Register Read Resolution in Watt-Hours | INT |  |  |  | Smallest increment the meter can measure and record, expressed in watt-hours. Typical values are 1, 10, or 100 Wh. Determines the precision of interval data and cumulative register reads. | ANSI C12.20 Standard for Electricity Metering Accuracy Classes
asset_registry | meter_configuration | service_phase | Service Phase Configuration | STRING |  | single_phase¦three_phase_wye¦three_phase_delta |  | Electrical phase configuration of the service. Single-phase for most residential; three-phase for commercial and industrial customers. Determines channel configuration and power calculation methods. | IEEE 1459 Standard Definitions for the Measurement of Electric Power Quantities
asset_registry | meter_configuration | service_voltage | Service Voltage in Volts | INT |  |  |  | Nominal service voltage at the meter installation point. Common values are 120, 240, 277, 480, or higher for commercial/industrial services. Used for power quality analysis and configuration validation. | ANSI C84.1 Electric Power Systems and Equipment Voltage Ratings
asset_registry | meter_configuration | transformer_loss_corrected_flag | Transformer Loss Corrected Flag | BOOLEAN |  |  |  | Indicates whether this meter configuration includes automatic correction for transformer losses. True means the meter applies loss compensation internally; False means correction is applied in MDMS or billing. | ANSI C12.20 Standard for Electricity Metering
asset_registry | meter_configuration | validation_error_code | Validation Error Code | STRING |  |  |  | Code identifying the specific validation rule that failed, if validation_status is validation_failed. Null for validated configurations. Used for troubleshooting and configuration correction workflows. | Oracle Utilities MDMS VEE Error Code Catalog
asset_registry | meter_configuration | validation_status | Configuration Validation Status | STRING |  | validated¦pending_validation¦validation_failed¦override_approved |  | Status of automated validation checks performed on this configuration. Validated indicates all business rules passed; validation_failed indicates configuration anomalies requiring review. | Oracle Utilities MDMS Configuration Validation Framework
asset_registry | meter_premise | billing_account_id | Billing Account ID | BIGINT |  |  | customer.account.account_id | The billing account responsible for charges associated with consumption at this meter-premise association. Links to the customer billing domain. | Oracle CC&B / SAP IS-U
asset_registry | meter_premise | meter_id | Meter ID | BIGINT |  |  | metering.meter.meter_id | Unique identifier of the meter device installed at the premise. Links to the meter asset inventory in the metering domain. | Oracle Utilities MDMS
asset_registry | meter_premise | primary_meter_installation_work_order_id | Installation Work Order ID | BIGINT |  |  | asset.work_order.work_order_id | Reference to the field work order that authorized and documented the meter installation at this premise. Links to the work management system. | Oracle WAM / IBM Maximo
asset_registry | meter_premise | read_cycle_id | Read Cycle Id (Foreign Key) | BIGINT |  |  | metering.read_cycle.read_cycle_id | Foreign key linking to metering.read_cycle. Business justification: Meter-to-premise associations are assigned to read cycles for scheduling purposes. The meter_premise table currently has read_cycle_code (STRING) which is a denormalized reference to read_cycle.cycle_ | Internal - LLM Generated Cross-Domain Link
asset_registry | meter_premise | service_point_id | Service Point ID | BIGINT |  |  | distribution.service_point.service_point_id | Unique identifier of the service point (premise/delivery point) where the meter is installed. Represents the physical location where energy is delivered to the customer. | Oracle CC&B / SAP IS-U Service Point
asset_registry | meter_premise | ami_enabled_flag | Advanced Metering Infrastructure (AMI) Enabled Flag | BOOLEAN |  |  |  | Indicates whether this meter is an AMI smart meter capable of remote reading and two-way communication. True for AMI meters; false for legacy Automated Meter Reading (AMR) or manual-read meters. | ANSI C12.22 AMI Standards
asset_registry | meter_premise | association_status | Meter-Premise Association Status | STRING |  | active¦inactive¦pending¦removed¦suspended |  | Current lifecycle status of the meter-premise association. Active indicates the meter is currently serving the premise; inactive indicates historical association; pending indicates scheduled future installation; removed indicates meter has been physically removed; suspended indicates temporary service interruption. | Oracle CC&B / SAP IS-U
asset_registry | meter_premise | created_timestamp | Record Created Timestamp | TIMESTAMP |  |  |  | The timestamp when this meter-premise association record was first created in the system. Used for audit and data lineage tracking. | Internal Data Governance Standards
asset_registry | meter_premise | demand_metering_flag | Demand Metering Flag | BOOLEAN |  |  |  | Indicates whether this meter measures peak demand (kW or MW) in addition to energy consumption (kWh or MWh). True for commercial/industrial customers with demand charges; false for energy-only metering. | ANSI C12.1
asset_registry | meter_premise | effective_end_timestamp | Effective End Timestamp | TIMESTAMP |  |  |  | The precise timestamp when this meter-premise association ceased to be effective for billing and data collection. Null if currently active. | Oracle Utilities MDMS
asset_registry | meter_premise | effective_start_timestamp | Effective Start Timestamp | TIMESTAMP |  |  |  | The precise timestamp when this meter-premise association became effective for billing and data collection purposes. May differ from physical installation_date if backdated. | Oracle Utilities MDMS
asset_registry | meter_premise | final_register_read | Final Register Read | DECIMAL(18,3) |  |  |  | The meter register reading recorded at the time of removal from this premise. Used to calculate final consumption and close out the billing period. Null if meter is still active. | ANSI C12.1
asset_registry | meter_premise | initial_register_read | Initial Register Read | DECIMAL(18,3) |  |  |  | The meter register reading (cumulative energy consumption) recorded at the time of installation at this premise. Used to establish the starting point for consumption calculation. | ANSI C12.1
asset_registry | meter_premise | installation_date | Meter Installation Date | DATE |  |  |  | The date when the meter was physically installed at the service point. Marks the beginning of the meter-premise association. | ANSI C12.1
asset_registry | meter_premise | installation_reason_code | Installation Reason Code | STRING |  | new_service¦meter_upgrade¦meter_failure¦ami_deployment¦customer_request¦move_in |  | The business reason for installing the meter at this premise. New service for first-time installations; meter upgrade for technology refresh; meter failure for replacement of defective units; AMI deployment for smart meter rollout; customer request for customer-initiated changes; move-in for tenant changes. | Oracle CC&B / SAP IS-U
asset_registry | meter_premise | installation_technician_code | Installation Technician ID | BIGINT |  |  |  | Identifier of the field technician who performed the meter installation. Used for quality tracking and accountability. | Oracle WAM / IBM Maximo |  | TRUE | This is a person/role column referencing the technician who installed the meter. There is no workforce.employee or shared.actor table in the model. The technician is likely referenced by an employee ID or contractor ID from a workforce/HR system not modeled here. Without a generic person table to link to, KEEP_AS_IS is the safest option — creating a standalone 'technician' table for just 2 references (installation + removal) is borderline, but the model lacks any workforce tables to link to.
asset_registry | meter_premise | interval_data_collection_flag | Interval Data Collection Flag | BOOLEAN |  |  |  | Indicates whether this meter collects interval consumption data (typically 15-minute or hourly intervals) rather than cumulative register reads only. True for AMI meters and large commercial customers; false for basic meters. | ANSI C12.22
asset_registry | meter_premise | last_updated_timestamp | Record Last Updated Timestamp | TIMESTAMP |  |  |  | The timestamp when this meter-premise association record was most recently modified. Used for audit and change tracking. | Internal Data Governance Standards
asset_registry | meter_premise | meter_accessibility | Meter Accessibility | STRING |  | accessible¦restricted¦locked¦inside¦outside |  | Indicates the accessibility of the meter for reading and maintenance. Accessible for unrestricted access; restricted for limited access requiring appointment; locked for secured locations requiring key; inside for interior locations requiring customer presence; outside for exterior locations. | Oracle Utilities MDMS
asset_registry | meter_premise | meter_location_description | Meter Location Description | STRING |  |  |  | Free-text description of the physical location of the meter at the premise (e.g., basement northwest corner, exterior wall rear, utility room). Used by field technicians to locate the meter. | Oracle Utilities MDMS
asset_registry | meter_premise | meter_position | Meter Position | STRING |  | main¦sub¦check¦totalizing¦backup |  | The functional role of the meter at the service point. Main meters are primary billing meters; sub-meters measure individual circuits or tenants; check meters validate main meter accuracy; totalizing meters aggregate multiple feeds; backup meters provide redundancy. | ANSI C12.1
asset_registry | meter_premise | meter_premise_id | Meter Premise ID | BIGINT |  |  |  | Unique identifier for the meter-to-premise association record. Primary key for this entity. | Internal System Standard | TRUE
asset_registry | meter_premise | net_metering_flag | Net Energy Metering (NEM) Flag | BOOLEAN |  |  |  | Indicates whether this meter-premise association is enrolled in a Net Energy Metering program for customer-owned Distributed Energy Resources (DER) such as rooftop solar. True for NEM participants; false otherwise. | FERC / State PUC NEM Regulations
asset_registry | meter_premise | rate_schedule_code | Rate Schedule Code | STRING |  |  |  | The tariff rate schedule applied to consumption measured by this meter. Determines pricing for energy usage (e.g., residential, commercial, industrial, Time-of-Use). | FERC / PUC Tariff Standards
asset_registry | meter_premise | read_sequence_number | Read Sequence Number | INT |  |  |  | The order in which this meter is read within its read cycle route. Used to optimize field technician routing and scheduling. | Oracle Utilities MDMS
asset_registry | meter_premise | register_multiplier | Register Multiplier | DECIMAL(10,4) |  |  |  | The multiplier applied to meter register readings to calculate actual consumption. Used for Current Transformer (CT) and Potential Transformer (PT) ratios in high-voltage installations. Default is 1.0 for direct-connected meters. | ANSI C12.1
asset_registry | meter_premise | register_unit_of_measure | Register Unit of Measure | STRING |  | kWh¦MWh¦MCF¦Therm¦kW¦MW |  | The unit of measure for the meter register readings. kWh and MWh for electric energy; MCF and Therm for gas volume/energy; kW and MW for demand. | ANSI C12.1
asset_registry | meter_premise | remote_disconnect_capable_flag | Remote Disconnect Capable Flag | BOOLEAN |  |  |  | Indicates whether this meter has remote service disconnect/reconnect capability. True for meters with integrated service switch; false otherwise. Used for non-payment disconnection and reconnection without field visits. | ANSI C12.22
asset_registry | meter_premise | removal_date | Meter Removal Date | DATE |  |  |  | The date when the meter was physically removed from the service point. Marks the end of the meter-premise association. Null if the meter is currently active at the premise. | ANSI C12.1
asset_registry | meter_premise | removal_reason_code | Removal Reason Code | STRING |  | service_termination¦meter_upgrade¦meter_failure¦ami_deployment¦customer_request¦move_out |  | The business reason for removing the meter from this premise. Service termination for account closure; meter upgrade for technology refresh; meter failure for defective unit replacement; AMI deployment for smart meter rollout; customer request for customer-initiated changes; move-out for tenant changes. Null if meter is still active. | Oracle CC&B / SAP IS-U
asset_registry | meter_premise | removal_technician_code | Removal Technician ID | BIGINT |  |  |  | Identifier of the field technician who performed the meter removal. Null if meter is still active. | Oracle WAM / IBM Maximo |  | TRUE | Same reasoning as installation_technician_id — references the technician who removed the meter. No workforce/employee/actor table exists in the model. KEEP_AS_IS as an external workforce system reference.
asset_registry | meter_premise | seal_number | Meter Seal Number | STRING |  |  |  | The unique identifier of the tamper-evident seal applied to the meter at installation. Used for security and tamper detection. Multiple seals may be recorded as comma-separated values. | ANSI C12.1
asset_registry | meter_premise | service_phase | Service Phase | STRING |  | single¦three |  | The electrical phase configuration of the service. Single-phase for residential and small commercial; three-phase for large commercial and industrial. Not applicable for gas meters. | ANSI C84.1
asset_registry | meter_premise | service_voltage | Service Voltage | STRING |  | 120V¦240V¦277V¦480V¦primary¦secondary |  | The voltage level at which electric service is delivered to this premise. 120V and 240V for residential; 277V and 480V for commercial; primary for high-voltage direct feed; secondary for transformer-stepped service. Not applicable for gas meters. | ANSI C84.1 Voltage Standards
asset_registry | meter_premise | source_system | Source System | STRING |  |  |  | The name of the operational system that is the authoritative source for this meter-premise association record (e.g., Oracle Utilities MDMS, Oracle CC&B, SAP IS-U). Used for data lineage and reconciliation. | Internal Data Governance Standards
asset_registry | meter_premise | source_system_record_reference | Source System Record ID | STRING |  |  |  | The unique identifier of this meter-premise association record in the source operational system. Used for traceability and reconciliation back to the system of record. | Internal Data Governance Standards |  | TRUE | The column name explicitly contains 'source_system' — this is a classic external system identifier referencing the originating record in a source system (e.g., CIS, MDM). Clearly an external reference, not an FK.
asset_registry | meter_premise | time_of_use_flag | Time-of-Use (TOU) Flag | BOOLEAN |  |  |  | Indicates whether this meter-premise association is on a Time-of-Use rate schedule requiring interval data collection for peak/off-peak pricing. True for TOU customers; false for flat-rate customers. | FERC / PUC Rate Design Standards
asset_registry | read_cycle | replacement_cycle_read_cycle_id | Replacement Cycle Identifier (ID) | BIGINT |  |  | metering.read_cycle.read_cycle_id | Reference to the successor reading cycle that replaced this cycle when it was retired. Used to track cycle evolution and support meter reassignment during cycle consolidation or restructuring. | Oracle Utilities MDMS - Cycle Succession Management
asset_registry | read_cycle | vee_rule_set_id |  | BIGINT | internal |  | metering.vee_rule_set.vee_rule_set_id | FK to metering.vee_rule_set
asset_registry | read_cycle | ami_collection_window_end | Advanced Metering Infrastructure (AMI) Collection Window End Time | TIMESTAMP |  |  |  | Timestamp marking the end of the automated interval data collection window for AMI smart meters. Collection jobs must complete before this time to allow VEE processing and billing cycle close. | Oracle Utilities MDMS - AMI Collection Scheduling
asset_registry | read_cycle | ami_collection_window_start | Advanced Metering Infrastructure (AMI) Collection Window Start Time | TIMESTAMP |  |  |  | Timestamp marking the beginning of the automated interval data collection window for AMI smart meters assigned to this cycle. Typically set to midnight or early morning hours to minimize network load. | Oracle Utilities MDMS - AMI Collection Scheduling
asset_registry | read_cycle | billing_cycle_alignment | Billing Cycle Alignment | STRING |  | aligned¦offset¦independent |  | Indicates whether this read cycle is synchronized with billing cycle processing. Aligned cycles trigger billing immediately after reads; offset cycles allow time for validation; independent cycles are not tied to billing. | Oracle CC&B - Billing and Revenue Management
asset_registry | read_cycle | billing_cycle_day_offset | Billing Cycle Day Offset | INT |  |  |  | Number of days between the scheduled read day and the billing cycle close date. Allows time for meter data validation, estimation, and editing (VEE) before invoices are generated. Typically 1-5 days for monthly cycles. | Oracle Utilities MDMS - VEE Processing Window
asset_registry | read_cycle | collection_method | Collection Method | STRING |  | ami_automated¦amr_drive_by¦manual_handheld¦manual_visual¦remote_optical |  | Primary method used to collect meter reads for this cycle. AMI automated uses smart meter network; AMR drive-by uses mobile collection units; manual methods require field personnel. | Oracle Utilities MDMS - Collection Method Configuration
asset_registry | read_cycle | created_timestamp | Created Timestamp | TIMESTAMP |  |  |  | Timestamp when this read cycle record was first created in the MDMS or CIS system. Used for audit trail and data lineage tracking. | ISO/IEC 27001 - Information Security Management
asset_registry | read_cycle | customer_class | Customer Class | STRING |  | residential¦commercial¦industrial¦agricultural¦municipal¦street_lighting |  | Primary customer class or rate class served by this cycle. Used to segment cycles by customer type for billing, rate application, and regulatory reporting purposes. | FERC - Uniform System of Accounts
asset_registry | read_cycle | cycle_code | Cycle Code | STRING |  | '^[A-Z0-9]{2,10}$ |  | Business identifier code for the reading cycle used in operational systems and billing processes. Typically a short alphanumeric code (e.g., C01, CYC-A, M15) that uniquely identifies the cycle within the utility's service territory. | Oracle Utilities MDMS - Cycle Management
asset_registry | read_cycle | cycle_name | Cycle Name | STRING |  |  |  | Human-readable descriptive name for the reading cycle (e.g., 'North Region Monthly Cycle', 'Downtown Daily AMI Collection', 'Residential Bi-Monthly Route 5'). Used for display and reporting purposes. | Oracle CC&B - Cycle Configuration
asset_registry | read_cycle | cycle_type | Cycle Type | STRING |  | billing¦operational¦on_demand¦special |  | Classification of the reading cycle purpose. Billing cycles drive invoice generation; operational cycles support grid monitoring; on-demand cycles handle ad-hoc requests; special cycles support events like meter exchanges or audits. | Oracle Utilities MDMS - Cycle Type Classification
asset_registry | read_cycle | demand_response_eligible | Demand Response (DR) Eligible Flag | BOOLEAN |  |  |  | Indicates whether meters in this cycle are eligible for Demand Response (DR) programs and curtailment events. True for AMI cycles with 15-minute or hourly interval collection supporting peak shaving and load management. | FERC Order 2222 - Distributed Energy Resource Aggregation
asset_registry | read_cycle | effective_end_date | Effective End Date | DATE |  |  |  | Date on which this reading cycle was retired or replaced. Null for currently active cycles. Used to maintain historical cycle configurations for audit and regulatory compliance. | FERC - Uniform System of Accounts
asset_registry | read_cycle | effective_start_date | Effective Start Date | DATE |  |  |  | Date on which this reading cycle became active and available for meter assignment and read scheduling. Used to track cycle history and support regulatory reporting of billing cycle changes. | FERC - Uniform System of Accounts
asset_registry | read_cycle | estimated_meter_count | Estimated Meter Count | INT |  |  |  | Approximate number of meters assigned to this reading cycle. Used for workforce planning, collection job sizing, and performance monitoring. Updated periodically as meters are added or removed from the cycle. | Oracle Utilities MDMS - Cycle Meter Assignment
asset_registry | read_cycle | geographic_zone_code | Geographic Zone Code | STRING |  | '^[A-Z0-9]{2,6}$ |  | Code identifying the geographic service territory, district, or region to which this cycle applies. Used to group cycles by operational area and align with distribution system topology. | ESRI ArcGIS - Service Territory Management
asset_registry | read_cycle | interval_length_minutes | Interval Length in Minutes | INT |  |  |  | Length of each interval data collection period in minutes for AMI meters in this cycle. Common values are 15, 30, or 60 minutes. Null for cycles collecting only monthly register reads. | NERC - Demand Response Availability Data System (DADS)
asset_registry | read_cycle | last_modified_timestamp | Last Modified Timestamp | TIMESTAMP |  |  |  | Timestamp of the most recent update to this read cycle record. Tracks configuration changes, status updates, and cycle parameter adjustments. | ISO/IEC 27001 - Information Security Management
asset_registry | read_cycle | notes | Cycle Notes | STRING |  |  |  | Free-text field for operational notes, special instructions, or comments related to this reading cycle. May include information about route changes, seasonal adjustments, or coordination with field operations. | Oracle Utilities MDMS - Cycle Documentation
asset_registry | read_cycle | read_cycle_id | Read Cycle Identifier (ID) | BIGINT |  |  |  | Unique system identifier for the meter reading cycle. Primary key for the read cycle entity. | ISO/IEC 11179 - Metadata Registries | TRUE
asset_registry | read_cycle | read_cycle_status | Cycle Status | STRING |  | active¦inactive¦suspended¦archived |  | Current operational status of the reading cycle. Active cycles are in use for scheduling and collection; inactive cycles are temporarily disabled; suspended cycles are on hold pending review; archived cycles are retained for historical reference only. | Oracle Utilities MDMS - Cycle Lifecycle Management
asset_registry | read_cycle | read_frequency | Read Frequency | STRING |  |  |  | Scheduled frequency at which meters assigned to this cycle are read. Monthly is standard for residential billing; daily for AMI interval collection; bi-monthly for certain gas customers; on-demand for special reads. [ENUM-REF-CANDIDATE: daily¦weekly¦bi_weekly¦monthly¦bi_monthly¦quarterly¦on_demand — 7 candidates stripped; promote to reference product] | NARUC - Uniform System of Accounts for Electric Utilities
asset_registry | read_cycle | regulatory_reporting_flag | Regulatory Reporting Flag | BOOLEAN |  |  |  | Indicates whether reads from this cycle are included in regulatory reports submitted to state Public Utility Commissions (PUCs) or FERC. True for billing cycles used in rate case cost studies and revenue reporting. | FERC Form 1 - Annual Report of Major Electric Utilities
asset_registry | read_cycle | route_sequence_number | Route Sequence Number | INT |  |  |  | Numeric ordering of this cycle within a geographic route grouping. Used to optimize meter reader travel paths and schedule field workforce. Null for AMI-only cycles that do not require manual reading. | Oracle WAM - Work Management Route Optimization
asset_registry | read_cycle | scheduled_read_day | Scheduled Read Day of Month | INT |  |  |  | Target day of the month (1-31) when meters in this cycle should be read. Used for monthly and bi-monthly cycles to schedule meter reader routes and AMI collection jobs. Null for daily or on-demand cycles. | Oracle CC&B - Billing Cycle Calendar
asset_registry | read_cycle | service_type | Service Type | STRING |  | electric¦gas¦water¦multi_commodity |  | Type of utility service (commodity) for which this cycle collects meter reads. Electric cycles measure kWh/kW; gas cycles measure MCF/Therms; multi-commodity cycles support dual-fuel meters. | NARUC - Uniform System of Accounts
asset_registry | read_cycle | target_read_completion_hours | Target Read Completion Hours | DECIMAL(5,2) |  |  |  | Target number of hours within which all meters in this cycle should be read after the scheduled read day. Used to measure field workforce productivity and AMI collection performance. Typically 24-48 hours for monthly cycles. | Oracle WAM - Work Management Performance Metrics
asset_registry | read_cycle | time_of_use_enabled | Time-of-Use (TOU) Enabled Flag | BOOLEAN |  |  |  | Indicates whether this cycle collects interval data for Time-of-Use (TOU) rate application. True for AMI cycles serving customers on TOU tariffs; false for standard monthly register read cycles. | FERC - Time-Based Rate Design Standards
asset_registry | read_cycle | vee_processing_required | Validation Estimation and Editing (VEE) Processing Required Flag | BOOLEAN |  |  |  | Indicates whether meter reads collected in this cycle must undergo automated validation, estimation, and editing (VEE) processing before being released to billing. True for billing cycles; may be false for operational monitoring cycles. | Oracle Utilities MDMS - VEE Configuration
asset_registry | tou_schedule | superseded_by_schedule_id |  | BIGINT |  |  | metering.tou_schedule.tou_schedule_id | Reference to the TOU schedule that replaces this schedule when it is retired or superseded. Null if this is the current active schedule.
asset_registry | tou_schedule | superseded_tou_schedule_id |  | BIGINT | self_ref_fk |  | metering.tou_schedule.tou_schedule_id | Self-referencing FK on tou_schedule (superseded_tou_schedule_id)
asset_registry | tou_schedule | ami_required |  | BOOLEAN |  |  |  | Indicates whether an AMI smart meter is required for customers to be enrolled in this TOU schedule.
asset_registry | tou_schedule | created_timestamp |  | TIMESTAMP |  |  |  | Timestamp when this TOU schedule record was first created in the system.
asset_registry | tou_schedule | critical_peak_enabled |  | BOOLEAN |  |  |  | Indicates whether this TOU schedule includes critical peak pricing events that can be triggered during extreme demand or supply conditions.
asset_registry | tou_schedule | critical_peak_max_events_per_year |  | INT |  |  |  | Maximum number of critical peak pricing events that can be called in a calendar year under this TOU schedule. Null if critical peak pricing is not enabled.
asset_registry | tou_schedule | critical_peak_max_hours_per_event |  | INT |  |  |  | Maximum duration in hours for a single critical peak pricing event. Null if critical peak pricing is not enabled.
asset_registry | tou_schedule | demand_window_minutes |  | INT |  |  |  | Rolling window length in minutes used to calculate peak demand under this TOU schedule.
asset_registry | tou_schedule | effective_end_date |  | DATE |  |  |  | Date when this TOU schedule expires or is superseded by a new schedule. Null indicates an open-ended schedule.
asset_registry | tou_schedule | effective_start_date |  | DATE |  |  |  | Date when this TOU schedule becomes active and applicable for billing and rate calculations.
asset_registry | tou_schedule | holiday_treatment |  | STRING |  |  |  | Defines how holidays are treated in the TOU schedule, whether they follow off-peak rates, standard weekday rates, weekend rates, or a custom definition.
asset_registry | tou_schedule | interval_length_minutes |  | INT |  |  |  | Length of the metering interval in minutes for which this TOU schedule is designed, typically 15, 30, or 60 minutes.
asset_registry | tou_schedule | last_modified_timestamp |  | TIMESTAMP |  |  |  | Timestamp when this TOU schedule record was last updated or modified.
asset_registry | tou_schedule | notes |  | STRING |  |  |  | Additional notes or comments about this TOU schedule, including special conditions, exceptions, or implementation guidance.
asset_registry | tou_schedule | off_peak_period_definition |  | STRING |  |  |  | Textual definition of the off-peak period hours and days when the lowest rates apply under this TOU schedule.
asset_registry | tou_schedule | opt_in_required |  | BOOLEAN |  |  |  | Indicates whether customers must explicitly opt in to this TOU schedule or if it is the default schedule for the rate class.
asset_registry | tou_schedule | peak_period_definition |  | STRING |  |  |  | Textual definition of the peak demand period hours and days when the highest rates apply under this TOU schedule.
asset_registry | tou_schedule | rate_class |  | STRING |  |  |  | Customer rate class to which this TOU schedule applies, determining eligibility for the schedule.
asset_registry | tou_schedule | regulatory_approval_date |  | DATE |  |  |  | Date on which the regulatory authority approved this TOU schedule for implementation.
asset_registry | tou_schedule | regulatory_approval_number |  | STRING |  |  |  | Reference number of the regulatory filing or approval authorizing this TOU schedule, issued by the governing public utility commission.
asset_registry | tou_schedule | schedule_code |  | STRING |  |  |  | Business identifier code for the TOU schedule used in billing and rate systems. Externally-known unique code referenced in tariff documents and customer communications.
asset_registry | tou_schedule | schedule_description |  | STRING |  |  |  | Detailed description of the TOU schedule including its purpose, applicable customer segments, and rate structure overview.
asset_registry | tou_schedule | schedule_name |  | STRING |  |  |  | Human-readable name of the TOU schedule for display and reporting purposes.
asset_registry | tou_schedule | schedule_type |  | STRING |  |  |  | Classification of the TOU schedule structure indicating whether it varies by season, is year-round, or includes dynamic or critical peak pricing components.
asset_registry | tou_schedule | season_definition |  | STRING |  |  |  | Textual definition of seasonal periods if the TOU schedule varies by season, including summer, winter, and transition periods with their date ranges.
asset_registry | tou_schedule | service_type |  | STRING |  |  |  | Type of utility service for which this TOU schedule is defined, either electric or gas.
asset_registry | tou_schedule | shoulder_period_definition |  | STRING |  |  |  | Textual definition of the shoulder or mid-peak period hours and days when intermediate rates apply. Null if the schedule does not include a shoulder period.
asset_registry | tou_schedule | status |  | STRING |  |  |  | Current lifecycle status of the TOU schedule indicating whether it is in use, pending approval, or has been retired.
asset_registry | tou_schedule | tariff_reference |  | STRING |  |  |  | Reference to the tariff document section or schedule number where this TOU schedule is published and documented.
asset_registry | tou_schedule | time_zone |  | STRING |  |  |  | Time zone in which the TOU schedule periods are defined, using standard time zone abbreviations.
asset_registry | tou_schedule | tou_schedule_id | Tou Schedule Identifier | BIGINT |  |  |  | Primary key for tou_schedule |  | TRUE
asset_registry | tou_schedule | version_number |  | INT |  |  |  | Version number of this TOU schedule, incremented when the schedule is revised or updated.
asset_registry | tou_schedule | voltage_level |  | STRING |  |  |  | Voltage level at which service is delivered under this TOU schedule. Applicable only for electric service.
asset_registry | tou_schedule | weekend_treatment |  | STRING |  |  |  | Defines how weekends are treated in the TOU schedule, whether they follow off-peak rates, standard rates, or a custom definition.
asset_registry | vee_rule_set | parent_rule_set_id |  | BIGINT |  |  | metering.vee_rule_set.vee_rule_set_id | Reference to the parent rule set if this rule set is a specialized variant or child of another rule set. Null for top-level rule sets.
asset_registry | vee_rule_set | parent_vee_rule_set_id |  | BIGINT | self_ref_fk |  | metering.vee_rule_set.vee_rule_set_id | Self-referencing FK on vee_rule_set (parent_vee_rule_set_id)
asset_registry | vee_rule_set | applies_to_customer_class |  | STRING |  |  |  | Customer class this rule set applies to: residential, commercial, industrial, or all customer classes.
asset_registry | vee_rule_set | applies_to_meter_type |  | STRING |  |  |  | Type of utility meters this rule set applies to: electric meters, gas meters, water meters, or all meter types.
asset_registry | vee_rule_set | applies_to_rate_schedule |  | STRING |  |  |  | Specific rate schedule codes this rule set applies to. Null indicates the rule set applies to all rate schedules.
asset_registry | vee_rule_set | approved_by |  | STRING | confidential,pii_identifier |  |  | User identifier of the supervisor or manager who approved this VEE rule set for production use.
asset_registry | vee_rule_set | approved_timestamp |  | TIMESTAMP |  |  |  | Timestamp when this VEE rule set was approved for production deployment.
asset_registry | vee_rule_set | audit_trail_enabled |  | BOOLEAN |  |  |  | Indicates whether detailed audit logging is enabled for all data modifications made by this rule set.
asset_registry | vee_rule_set | auto_correction_enabled |  | BOOLEAN |  |  |  | Indicates whether this rule set is authorized to automatically correct meter data without manual review.
asset_registry | vee_rule_set | created_timestamp |  | TIMESTAMP |  |  |  | Timestamp when this VEE rule set record was first created in the system.
asset_registry | vee_rule_set | effective_end_date |  | DATE |  |  |  | Date when this VEE rule set is retired and no longer applied to meter data processing. Null indicates the rule set is open-ended.
asset_registry | vee_rule_set | effective_start_date |  | DATE |  |  |  | Date when this VEE rule set becomes active and begins being applied to meter data processing workflows.
asset_registry | vee_rule_set | error_code_prefix |  | STRING |  |  |  | Prefix used for error codes generated when this rule set identifies data quality issues.
asset_registry | vee_rule_set | estimation_method |  | STRING |  |  |  | Algorithm used for estimating missing or invalid meter data: linear interpolation, historical average, similar day profile, regression analysis, zero fill, or last known value.
asset_registry | vee_rule_set | execution_sequence |  | INT |  |  |  | Order in which this rule set is executed within its priority level during VEE processing workflows.
asset_registry | vee_rule_set | last_modified_by |  | STRING | confidential,pii_identifier |  |  | User identifier of the person who last modified this VEE rule set configuration.
asset_registry | vee_rule_set | last_modified_timestamp |  | TIMESTAMP |  |  |  | Timestamp when this VEE rule set record was last updated.
asset_registry | vee_rule_set | lookback_period_days |  | INT |  |  |  | Number of days of historical data used for validation comparisons and estimation calculations.
asset_registry | vee_rule_set | manual_review_required |  | BOOLEAN |  |  |  | Indicates whether data processed by this rule set requires manual analyst review before being released to billing systems.
asset_registry | vee_rule_set | mdms_system_code |  | STRING |  |  |  | External identifier for this rule set in the source MDMS platform (Oracle Utilities MDMS or Itron Analytics). |  |  | TRUE | MDMS (Meter Data Management System) is an external software system that the utility uses to manage meter data. The column references an external system identifier, not a business entity that warrants its own table in the data model. No MDMS table exists in the model, and MDMS is an infrastructure/technical system reference (Tier 1 filter). Renaming to mdms_system_code clarifies it is an external system reference, not a foreign key.
asset_registry | vee_rule_set | minimum_data_quality_score |  | DECIMAL(5,2) |  |  |  | Minimum acceptable data quality score (0-100) for meter data processed by this rule set. Data below this threshold is flagged for review.
asset_registry | vee_rule_set | notes |  | STRING |  |  |  | Free-form notes and comments about this rule set including business rationale, special handling instructions, or known limitations.
asset_registry | vee_rule_set | priority_level |  | INT |  |  |  | Execution priority of the rule set when multiple rule sets are applicable. Lower numbers indicate higher priority.
asset_registry | vee_rule_set | regulatory_compliance_flag |  | BOOLEAN |  |  |  | Indicates whether this rule set is required for regulatory compliance with state public utility commission or federal energy regulatory requirements.
asset_registry | vee_rule_set | rule_logic_expression |  | STRING |  |  |  | Technical expression or pseudocode defining the validation, estimation, or editing logic implemented by this rule set.
asset_registry | vee_rule_set | rule_set_category |  | STRING |  |  |  | Business category of the rule set based on the type of meter data it processes: interval consumption data, register reads, demand measurements, power quality events, outage detection, or tamper detection.
asset_registry | vee_rule_set | rule_set_code |  | STRING |  |  |  | Business identifier code for the VEE rule set used in meter data management systems and operational workflows.
asset_registry | vee_rule_set | rule_set_description |  | STRING |  |  |  | Detailed description of the VEE rule set including its validation logic, estimation algorithms, and editing procedures.
asset_registry | vee_rule_set | rule_set_name |  | STRING |  |  |  | Human-readable name of the VEE rule set describing its purpose and application context.
asset_registry | vee_rule_set | rule_set_type |  | STRING |  |  |  | Classification of the rule set by its primary function: validation (data quality checks), estimation (missing data inference), editing (data correction), or composite (multiple functions).
asset_registry | vee_rule_set | status |  | STRING |  |  |  | Current lifecycle status of the VEE rule set indicating whether it is actively applied to meter data processing workflows.
asset_registry | vee_rule_set | validation_threshold_percent |  | DECIMAL(5,2) |  |  |  | Percentage threshold for validation rules. Data variance exceeding this threshold triggers validation failure flags.
asset_registry | vee_rule_set | vee_rule_set_id | Vee Rule Set Identifier | BIGINT |  |  |  | Primary key for vee_rule_set |  | TRUE
asset_registry | vee_rule_set | version_number |  | STRING |  |  |  | Semantic version number of the rule set following major.minor.patch format to track rule set evolution and changes.
asset_registry | vee_rule_set | created_by |  | STRING | confidential,pii_identifier |  |  | User identifier of the person who created this VEE rule set configuration.
consumption_operations | daily_usage_summary | account_id | Account Id (Foreign Key) | BIGINT |  |  | customer.account.account_id | Foreign key linking to customer.account. Business justification: Daily usage summaries are billing-ready consumption aggregations that drive invoice generation, rate schedule application, budget billing calculations, and customer portal usage displays. Direct accou | Internal - LLM Generated Cross-Domain Link
consumption_operations | daily_usage_summary | invoice_id | Invoice Id (Foreign Key) | BIGINT |  |  | billing.invoice.invoice_id | Foreign key linking to billing.invoice. Business justification: Daily summaries aggregate interval data for billing. Invoices reference these pre-aggregated summaries for performance and auditability. Essential for billing systems to trace invoice amounts back to | Internal - LLM Generated Cross-Domain Link
consumption_operations | daily_usage_summary | meter_id | Meter ID | BIGINT |  |  | metering.meter.meter_id | Reference to the meter asset for which this daily usage summary was generated. Links to the meter inventory master data. | MDMS Data Model Standard
consumption_operations | daily_usage_summary | ppa_contract_id | Ppa Contract Id (Foreign Key) | BIGINT |  |  | market.ppa_contract.ppa_contract_id | Foreign key linking to market.ppa_contract. Business justification: Daily aggregated generation data from PPA facilities needed for contract performance monitoring, forecasting, and monthly settlement preparation against contracted capacity and energy terms. | Internal - LLM Generated Cross-Domain Link
consumption_operations | daily_usage_summary | pricing_node_id | Pricing Node Id (Foreign Key) | BIGINT |  |  | market.pricing_node.pricing_node_id | Foreign key linking to market.pricing_node. Business justification: Daily nodal load summaries support load forecasting, congestion management, and market operations planning required by RTO/ISO for day-ahead and real-time market operations. | Internal - LLM Generated Cross-Domain Link
consumption_operations | daily_usage_summary | read_cycle_id | Read Cycle Id (Foreign Key) | BIGINT |  |  | metering.read_cycle.read_cycle_id | Foreign key linking to metering.read_cycle. Business justification: Daily usage summaries are organized by read cycle for billing alignment. The summary aggregates interval data for a specific meter on a specific date, and read cycles define the billing period boundar | Internal - LLM Generated Cross-Domain Link
consumption_operations | daily_usage_summary | service_point_id | Service Point ID | BIGINT |  |  | distribution.service_point.service_point_id | Reference to the service point (premise) where the meter is installed. Links to the distribution domain service point entity. | CIS Integration Standard
consumption_operations | daily_usage_summary | tou_schedule_id | Tou Schedule Id (Foreign Key) | BIGINT |  |  | metering.tou_schedule.tou_schedule_id | Foreign key linking to metering.tou_schedule. Business justification: Daily usage summaries include TOU period breakdowns (on_peak_consumption, off_peak_consumption, super_off_peak_consumption) calculated using a specific TOU schedule. The tou_schedule defines the peak/ | Internal - LLM Generated Cross-Domain Link
consumption_operations | daily_usage_summary | actual_interval_count | Actual Interval Count | INT |  |  |  | The number of valid interval reads actually received and validated for the summary date. Used to calculate data completeness percentage and identify data quality issues. | MDMS Data Quality Standard
consumption_operations | daily_usage_summary | aggregation_job_reference | Aggregation Job ID | STRING |  |  |  | The unique identifier of the MDMS batch job that generated this summary record. Used for operational troubleshooting and reprocessing scenarios. | MDMS Job Control Standard |  | TRUE | An aggregation job is a batch processing/ETL run identifier — a technical system concept, not a core business entity. Similar to batch_id or run_id. Only one table references it. KEEP_AS_IS per guidance on processing identifiers.
consumption_operations | daily_usage_summary | aggregation_timestamp | Aggregation Timestamp | TIMESTAMP |  |  |  | The date and time when this daily summary record was generated by the MDMS aggregation process. Represents the processing time, not the business event time (which is summary_date). | MDMS Processing Standard
consumption_operations | daily_usage_summary | average_temperature_f | Average Temperature (Fahrenheit) | DECIMAL(5,2) |  |  |  | The average ambient temperature in Fahrenheit for the service point location on the summary date. Used for weather normalization and load forecasting. Sourced from weather data integration. | NOAA Weather Data Standard
consumption_operations | daily_usage_summary | baseline_consumption | Baseline Consumption | DECIMAL(18,3) |  |  |  | The calculated baseline consumption for this meter and date, used for demand response program performance measurement. Represents expected consumption absent a DR event. Expressed in the same unit as total_consumption. | FERC Demand Response Standard
consumption_operations | daily_usage_summary | billing_ready_flag | Billing Ready Flag | BOOLEAN |  |  |  | Indicates whether this daily summary has passed all validation checks and is approved for use in billing calculations. True means the data is billing-ready; False means it requires review or correction. | Billing Integration Standard
consumption_operations | daily_usage_summary | commodity_type | Commodity Type | STRING |  | electric¦gas |  | The type of energy commodity measured by this meter: electric or gas. Determines the applicable unit of measure and demand calculation rules. | Utility Industry Standard
consumption_operations | daily_usage_summary | daily_usage_summary_id | Daily Usage Summary ID | BIGINT |  |  |  | Unique identifier for the daily usage summary record. Primary key for this derived entity generated by the MDMS daily aggregation process. | Internal System Standard | TRUE
consumption_operations | daily_usage_summary | data_completeness_percentage | Data Completeness Percentage | DECIMAL(5,2) |  |  |  | The ratio of actual valid intervals to expected intervals, expressed as a percentage (0.00 to 100.00). Calculated as (actual_interval_count / expected_interval_count) * 100. Values below 95% typically trigger data quality alerts. | MDMS Data Quality Standard
consumption_operations | daily_usage_summary | data_quality_score | Data Quality Score | DECIMAL(5,2) |  |  |  | A composite data quality score (0.00 to 100.00) calculated by the MDMS based on completeness, consistency, and validation rule pass rate. Scores below 80 typically trigger manual review. | MDMS Data Quality Framework
consumption_operations | daily_usage_summary | data_source_system | Data Source System | STRING |  |  |  | The name of the upstream MDMS or historian system that provided the interval data for this summary (e.g., Oracle Utilities MDMS, Itron Analytics, OSIsoft PI). Used for data lineage and troubleshooting. | Enterprise Data Lineage Standard
consumption_operations | daily_usage_summary | dr_event_flag | Demand Response (DR) Event Flag | BOOLEAN |  |  |  | Indicates whether this meter participated in a demand response event on the summary date. True if a DR event occurred; False otherwise. Used to trigger load reduction calculation. | DERMS Integration Standard
consumption_operations | daily_usage_summary | estimated_interval_count | Estimated Interval Count | INT |  |  |  | The number of interval reads that were estimated by the VEE (Validation, Estimation, and Editing) process due to missing or invalid raw reads. Indicates data quality and estimation reliance. | MDMS VEE Process Standard
consumption_operations | daily_usage_summary | expected_interval_count | Expected Interval Count | INT |  |  |  | The number of interval reads expected for the summary date based on the meter's configured interval length (e.g., 96 for 15-minute intervals, 24 for hourly intervals). Used to calculate data completeness percentage. | AMI Configuration Standard
consumption_operations | daily_usage_summary | generation_kwh | Generation (kWh) | DECIMAL(18,3) |  |  |  | The total energy generated and exported to the grid by customer-owned DER (e.g., rooftop solar) on the summary date. Null for non-NEM meters. Used for NEM credit calculation and REC tracking. | IEEE 1547 Interconnection Standard
consumption_operations | daily_usage_summary | load_reduction_kwh | Load Reduction (kWh) | DECIMAL(18,3) |  |  |  | The calculated energy reduction achieved during demand response events, measured as baseline_consumption minus total_consumption. Null if dr_event_flag is False. Used for DR program settlement. | FERC Demand Response Measurement Standard
consumption_operations | daily_usage_summary | meter_read_source | Meter Read Source | STRING |  | AMI¦AMR¦manual¦estimated¦customer_provided |  | The source system or method by which the interval data was collected: AMI (Advanced Metering Infrastructure), AMR (Automated Meter Reading), manual field read, estimated by system, or customer-provided read. | MDMS Source System Standard
consumption_operations | daily_usage_summary | net_consumption_kwh | Net Consumption (kWh) | DECIMAL(18,3) |  |  |  | The net energy consumption calculated as total_consumption minus generation_kwh for NEM meters. Represents the billable consumption after accounting for customer generation. Null for non-NEM meters. | State NEM Billing Standard
consumption_operations | daily_usage_summary | net_metering_flag | Net Energy Metering (NEM) Flag | BOOLEAN |  |  |  | Indicates whether this meter is enrolled in a Net Energy Metering program (typically for solar or other DER). True if NEM-enrolled; False otherwise. Affects consumption calculation and billing logic. | State NEM Program Standard
consumption_operations | daily_usage_summary | off_peak_consumption | Off-Peak Consumption | DECIMAL(18,3) |  |  |  | Total consumption during off-peak hours as defined by the applicable Time-of-Use (TOU) rate schedule. Null for non-TOU meters. Expressed in the same unit as total_consumption. | TOU Rate Schedule Standard
consumption_operations | daily_usage_summary | on_peak_consumption | On-Peak Consumption | DECIMAL(18,3) |  |  |  | Total consumption during on-peak hours as defined by the applicable Time-of-Use (TOU) rate schedule. Null for non-TOU meters. Expressed in the same unit as total_consumption. | TOU Rate Schedule Standard
consumption_operations | daily_usage_summary | outage_duration_minutes | Outage Duration (Minutes) | INT |  |  |  | The total duration in minutes of all outage events affecting this meter on the summary date. Null if outage_flag is False. Used for reliability index calculation and customer credit processing. | SAIDI/SAIFI Calculation Standard
consumption_operations | daily_usage_summary | outage_flag | Outage Flag | BOOLEAN |  |  |  | Indicates whether an outage event was recorded for this meter on the summary date. True if an outage occurred; False otherwise. Used to correlate consumption gaps with known outage events. | OMS Integration Standard
consumption_operations | daily_usage_summary | peak_demand_kw | Peak Demand (kW) | DECIMAL(12,3) |  |  |  | The maximum instantaneous demand in kilowatts recorded during the summary date for demand-metered accounts. Null for non-demand meters or gas meters. Used for demand billing and capacity planning. | FERC Demand Metering Standard
consumption_operations | daily_usage_summary | peak_demand_timestamp | Peak Demand Timestamp | TIMESTAMP |  |  |  | The precise date and time when the peak demand occurred during the summary date. Null if peak_demand_kw is null. Used for load profile analysis and demand response event correlation. | ISO 8601 Timestamp Standard
consumption_operations | daily_usage_summary | power_factor | Power Factor | DECIMAL(4,3) |  |  |  | The average power factor (ratio of real power to apparent power) for the summary date, typically measured for commercial and industrial meters. Range 0.000 to 1.000. Used for power quality monitoring and penalty billing. | IEEE 1459 Power Quality Standard
consumption_operations | daily_usage_summary | rate_schedule_code | Rate Schedule Code | STRING |  |  |  | The tariff rate schedule code applicable to this meter on the summary date. Determines TOU period definitions, demand billing rules, and pricing structure. Links to regulatory tariff schedules. | PUC Tariff Filing Standard
consumption_operations | daily_usage_summary | reactive_energy_kvarh | Reactive Energy (kVArh) | DECIMAL(18,3) |  |  |  | The total reactive energy in kilovolt-ampere reactive hours for the summary date. Measured for commercial and industrial meters to assess power quality and calculate reactive power charges. | ANSI C12.1 Metering Standard
consumption_operations | daily_usage_summary | record_created_timestamp | Record Created Timestamp | TIMESTAMP |  |  |  | The timestamp when this record was first inserted into the lakehouse silver layer. Represents the data platform ingestion time, distinct from aggregation_timestamp. | Lakehouse Audit Standard
consumption_operations | daily_usage_summary | record_updated_timestamp | Record Updated Timestamp | TIMESTAMP |  |  |  | The timestamp when this record was last updated in the lakehouse silver layer. Used to track reprocessing and late-arriving data corrections. | Lakehouse Audit Standard
consumption_operations | daily_usage_summary | summary_date | Summary Date | DATE |  |  |  | The calendar date for which this daily consumption summary was calculated. Represents the business day of energy usage, not the aggregation processing date. | ISO 8601 Date Standard
consumption_operations | daily_usage_summary | super_off_peak_consumption | Super Off-Peak Consumption | DECIMAL(18,3) |  |  |  | Total consumption during super off-peak hours (typically overnight) as defined by advanced TOU rate schedules. Null for meters without super off-peak pricing. Expressed in the same unit as total_consumption. | Advanced TOU Rate Schedule Standard
consumption_operations | daily_usage_summary | temperature_adjusted_flag | Temperature Adjusted Flag | BOOLEAN |  |  |  | Indicates whether the consumption values have been adjusted for temperature normalization (degree-day adjustment). Typically used for gas consumption and weather-sensitive electric loads. | Weather Normalization Standard
consumption_operations | daily_usage_summary | total_consumption | Total Consumption | DECIMAL(18,3) |  |  |  | The total validated energy consumption for the summary date, aggregated from all interval reads. Value is expressed in the unit specified in unit_of_measure. This is the billing-ready daily total. | MDMS Aggregation Standard
consumption_operations | daily_usage_summary | unit_of_measure | Unit of Measure (UOM) | STRING |  | kWh¦MWh¦MCF¦Therm¦kW¦MW |  | The unit in which total_consumption is expressed. For electric meters: kWh (Kilowatt-Hour) or MWh (Megawatt-Hour). For gas meters: MCF (Thousand Cubic Feet) or Therm. For demand: kW or MW. | ANSI C12.19 Standard
consumption_operations | daily_usage_summary | vee_rule_set_version | VEE Rule Set Version | STRING |  |  |  | The version identifier of the VEE rule set applied during the aggregation and validation process. Used for audit trail and to track changes in validation logic over time. | MDMS Configuration Management Standard
consumption_operations | daily_usage_summary | vee_status | VEE Status | STRING |  | validated¦estimated¦edited¦failed¦pending |  | The overall Validation, Estimation, and Editing (VEE) processing status for this daily summary. Indicates whether the data passed validation, required estimation, was manually edited, failed VEE rules, or is pending processing. | MDMS VEE Process Standard
consumption_operations | interval_read | meter_channel_id | Meter Channel Id (Foreign Key) | BIGINT |  |  | metering.meter_channel.meter_channel_id | Foreign key linking to metering.meter_channel. Business justification: Interval reads are captured per meter channel. The interval_read table currently has channel_number (INT) which is a denormalized reference. Since meter_channel has a surrogate PK (meter_channel_id), | Internal - LLM Generated Cross-Domain Link
consumption_operations | interval_read | meter_id | Meter ID | BIGINT |  |  | metering.meter.meter_id | Identifier of the AMI or AMR meter that generated this interval read. Links to the meter asset record in the metering domain. | ANSI C12.19 Meter Data Tables
consumption_operations | interval_read | ppa_contract_id | Ppa Contract Id (Foreign Key) | BIGINT |  |  | market.ppa_contract.ppa_contract_id | Foreign key linking to market.ppa_contract. Business justification: Hourly interval data from PPA generation meters must tie to contracts for energy settlement, pricing validation, and contract performance reporting required by wholesale power purchase agreements. | Internal - LLM Generated Cross-Domain Link
consumption_operations | interval_read | pricing_node_id | Pricing Node Id (Foreign Key) | BIGINT |  |  | market.pricing_node.pricing_node_id | Foreign key linking to market.pricing_node. Business justification: Hourly interval reads at nodal locations required for LMP settlement, congestion revenue allocation, and transmission cost recovery in RTO/ISO markets. | Internal - LLM Generated Cross-Domain Link
consumption_operations | interval_read | read_cycle_id | Read Cycle Id (Foreign Key) | BIGINT |  |  | metering.read_cycle.read_cycle_id | Foreign key linking to metering.read_cycle. Business justification: Interval reads are collected and organized within scheduled read cycles for billing alignment. This FK enables grouping interval reads by cycle for billing and VEE processing. The read_cycle defines t | Internal - LLM Generated Cross-Domain Link
consumption_operations | interval_read | service_point_id | Service Point ID | BIGINT |  |  | distribution.service_point.service_point_id | Identifier of the service point (premise delivery location) where this meter is installed. Links to the distribution service point entity. Used to associate interval data with customer accounts and geographic network locations. | NAESB WEQ-001 Service Point Model
consumption_operations | interval_read | tariff_schedule_id | Tariff Schedule Id (Foreign Key) | BIGINT |  |  | regulatory.tariff_schedule.tariff_schedule_id | Foreign key linking to regulatory.tariff_schedule. Business justification: Interval reads are classified by tariff rate periods (peak/off-peak/super-off-peak) for billing. Replaces denormalized rate_schedule_code with proper FK to enable rate application validation and suppo | Internal - LLM Generated Cross-Domain Link
consumption_operations | interval_read | tou_schedule_id | Tou Schedule Id (Foreign Key) | BIGINT |  |  | metering.tou_schedule.tou_schedule_id | Foreign key linking to metering.tou_schedule. Business justification: Each interval read is classified into a TOU tier (peak/off-peak/shoulder) based on a TOU schedule. Currently interval_read has tou_tier (string) which is a denormalized classification result. The tou_ | Internal - LLM Generated Cross-Domain Link
consumption_operations | interval_read | baseline_consumption_value | Baseline Consumption Value | DECIMAL(18,3) |  |  |  | Calculated baseline consumption for this interval, representing expected usage without demand response participation. Used to measure load reduction during DR events and calculate customer incentive payments. Null for non-DR participants. | NAESB WEQ-021 Baseline Methodologies
consumption_operations | interval_read | billing_determinant_flag | Billing Determinant Flag | BOOLEAN |  |  |  | Boolean indicator that this interval read is used as a billing determinant for the current billing cycle. True when the interval contributes to demand charges, TOU energy charges, or other rate components. Used to identify billable intervals for revenue assurance. | NAESB WEQ-012 Billing Determinants
consumption_operations | interval_read | collection_timestamp | Collection Timestamp | TIMESTAMP |  |  |  | Timestamp when the interval read was collected from the meter or head-end system and ingested into MDMS. Distinct from the interval timestamps, which represent the measurement period. Used for data latency analysis and SLA monitoring. | NAESB WEQ-015 Data Collection Standards
consumption_operations | interval_read | consumption_uom | Consumption Unit of Measure (UOM) | STRING |  | kWh¦MWh¦MCF¦Therm¦CCF |  | Unit of measure for the consumption value. Standard units include kWh (kilowatt-hour) for electric, MCF (thousand cubic feet) or Therm for gas, CCF (hundred cubic feet) for gas distribution. | ANSI C12.19 Unit of Measure Codes
consumption_operations | interval_read | consumption_value | Consumption Value | DECIMAL(18,3) |  |  |  | Raw energy consumption value for the interval. For electric meters, measured in kWh (kilowatt-hours). For gas meters, measured in MCF (thousand cubic feet) or therms. This is the primary measured quantity before VEE processing. | ANSI C12.19 Table 24 - Actual Register Table
consumption_operations | interval_read | created_timestamp | Created Timestamp | TIMESTAMP |  |  |  | Timestamp when this interval read record was first created in the MDMS database. Used for data lineage tracking and audit purposes. Distinct from collection_timestamp, which represents when the data was received from the meter. | ISO 8601 Date and Time Format
consumption_operations | interval_read | data_source | Data Source | STRING |  | AMI¦AMR¦manual¦estimated¦SCADA¦historian |  | Origin system or method that produced this interval read. Values include AMI (Advanced Metering Infrastructure head-end), AMR (Automated Meter Reading drive-by), manual (field-entered), estimated (VEE-generated), SCADA (real-time grid system), historian (OSIsoft PI or similar). | IEEE 2030.5 Device Capability
consumption_operations | interval_read | demand_uom | Demand Unit of Measure (UOM) | STRING |  | kW¦MW¦kVA¦MVA |  | Unit of measure for the demand value. Standard units include kW (kilowatt), MW (megawatt), kVA (kilovolt-ampere), MVA (megavolt-ampere) for apparent power. | ANSI C12.19 Unit of Measure Codes
consumption_operations | interval_read | demand_value | Demand Value | DECIMAL(18,3) |  |  |  | Peak demand value recorded during the interval period. For electric meters, measured in kW (kilowatts) or MW (megawatts). Represents the maximum instantaneous power draw within the interval. Null for gas meters or meters not configured for demand measurement. | ANSI C12.19 Table 25 - Demand Data
consumption_operations | interval_read | dr_event_flag | Demand Response (DR) Event Flag | BOOLEAN |  |  |  | Boolean indicator that a demand response event was active during this interval period. True when the customer was participating in a DR program curtailment event. Used for DR baseline calculation, settlement, and program evaluation. | NAESB WEQ-021 Demand Response Measurement
consumption_operations | interval_read | dst_flag | Daylight Saving Time (DST) Flag | BOOLEAN |  |  |  | Boolean indicator that this interval occurred during daylight saving time. Used to handle spring-forward (23-hour day) and fall-back (25-hour day) transitions in interval data processing and billing calculations. | ANSI C12.19 Time and TOU Schedule
consumption_operations | interval_read | estimation_method | Estimation Method | STRING |  | none¦linear¦profile¦similar_day¦regression¦manual |  | Algorithm or method used to estimate the interval value when actual meter data is missing or invalid. Methods include linear interpolation, load profile substitution, similar day matching, regression analysis, or manual entry. Null for actual reads. | NAESB WEQ-019 Estimation Methodologies
consumption_operations | interval_read | exception_flag | Exception Flag | BOOLEAN |  |  |  | Boolean indicator that this interval read triggered a VEE exception or quality alert. True when the read failed validation thresholds, exhibited anomalous patterns, or requires manual review. Used to prioritize data quality investigations. | NAESB WEQ-019 Exception Handling
consumption_operations | interval_read | exception_reason | Exception Reason | STRING |  |  |  | Textual description of why the interval read was flagged as an exception. Examples include 'consumption spike exceeds threshold', 'negative demand value', 'missing data gap', 'meter clock drift detected'. Null when exception_flag is false. | NAESB WEQ-019 Exception Codes
consumption_operations | interval_read | interval_duration_minutes | Interval Duration (Minutes) | INT |  |  |  | Duration of the interval period in minutes. Typical values are 15 minutes (standard AMI interval) or 60 minutes (hourly reads). May vary for special meter configurations or during clock changes. | NERC Balancing Authority Data Reporting
consumption_operations | interval_read | interval_end_timestamp | Interval End Timestamp | TIMESTAMP |  |  |  | Timestamp marking the end of the interval period. Represents the real-world time when the meter completed accumulating energy for this interval. | IEC 62056 DLMS/COSEM
consumption_operations | interval_read | interval_read_id | Interval Read ID | BIGINT |  |  |  | Unique identifier for each interval read record. Primary key for the interval read table. | IEEE 2030.5 Smart Energy Profile | TRUE
consumption_operations | interval_read | interval_start_timestamp | Interval Start Timestamp | TIMESTAMP |  |  |  | Timestamp marking the beginning of the interval period. Represents the real-world time when the meter began accumulating energy for this interval. | IEC 62056 DLMS/COSEM
consumption_operations | interval_read | load_research_flag | Load Research Flag | BOOLEAN |  |  |  | Boolean indicator that this meter is part of a load research sample. True when the meter is selected for statistical load profiling, rate design studies, or regulatory reporting. Used to identify sample meters for load research analysis. | ANSI C12.19 Load Profile Data
consumption_operations | interval_read | net_consumption_value | Net Consumption Value | DECIMAL(18,3) |  |  |  | Net energy consumption for the interval, calculated as delivered energy minus received energy. Used for net energy metering (NEM) billing calculations. Positive values indicate net consumption, negative values indicate net generation. | FERC Order 2222 DER Aggregation
consumption_operations | interval_read | power_factor | Power Factor | DECIMAL(5,4) |  |  |  | Power factor measured during the interval period, expressed as a decimal between 0 and 1. Represents the ratio of real power to apparent power. Used for power quality analysis and reactive power billing. Null for gas meters or meters not configured for power factor measurement. | IEEE 1459 Power Definitions
consumption_operations | interval_read | power_outage_flag | Power Outage Flag | BOOLEAN |  |  |  | Boolean indicator that a power outage occurred during this interval period. True when the meter recorded a loss of service event. Used to correlate interval data with outage events from OMS and adjust billing for service interruptions. | IEEE 1366 Reliability Indices
consumption_operations | interval_read | reactive_energy_value | Reactive Energy Value | DECIMAL(18,3) |  |  |  | Reactive energy consumption during the interval period, measured in kVARh (kilovolt-ampere reactive hours). Used for power factor correction billing and grid voltage support analysis. Null for gas meters or single-phase residential meters. | ANSI C12.19 Table 24 - Reactive Energy
consumption_operations | interval_read | read_quality_code | Read Quality Code | STRING |  | actual¦estimated¦substituted¦missing¦rejected |  | Quality classification of the interval read. Indicates whether the value is an actual meter reading, an estimated value generated by VEE algorithms, a substituted value from a similar profile, missing data, or rejected due to validation failure. | NAESB WEQ-015 Meter Data Quality Codes
consumption_operations | interval_read | reverse_flow_flag | Reverse Flow Flag | BOOLEAN |  |  |  | Boolean indicator that energy flowed in the reverse direction during this interval (customer generation exported to grid). True for net metering scenarios with solar, wind, or other distributed energy resources. Used for NEM billing and DER integration analysis. | IEEE 1547 Interconnection Standard
consumption_operations | interval_read | temperature_uom | Temperature Unit of Measure (UOM) | STRING |  | F¦C |  | Unit of measure for temperature value. F for Fahrenheit, C for Celsius. | ISO 80000-5 Thermodynamic Temperature
consumption_operations | interval_read | temperature_value | Temperature Value | DECIMAL(5,2) |  |  |  | Ambient temperature at the meter location during the interval period, measured in degrees Fahrenheit or Celsius. Used for weather normalization, load forecasting, and demand response baseline adjustments. Sourced from weather stations or meter-integrated sensors. | NOAA Weather Data Standards
consumption_operations | interval_read | time_zone_code | Time Zone Code | STRING |  |  |  | IANA time zone identifier for the meter location (e.g., America/New_York, America/Chicago). Used to correctly interpret interval timestamps during daylight saving time transitions and for multi-region utilities. | IANA Time Zone Database
consumption_operations | interval_read | updated_timestamp | Updated Timestamp | TIMESTAMP |  |  |  | Timestamp when this interval read record was last modified in the MDMS database. Updated when VEE processing changes the read quality, estimation method, or consumption value. Used for change tracking and data quality audit trails. | ISO 8601 Date and Time Format
consumption_operations | interval_read | validation_rule_code | Validation Rule Code | STRING |  |  |  | Code identifying the VEE validation rule that processed this interval read. References the specific business rule or algorithm applied during validation (e.g., range check, spike detection, consistency check). Used for audit and troubleshooting. | NAESB WEQ-019 Validation Rules
consumption_operations | interval_read | validation_timestamp | Validation Timestamp | TIMESTAMP |  |  |  | Timestamp when the interval read completed VEE validation processing. Null for raw reads that have not yet been validated. Used to track VEE processing latency and audit data quality workflows. | NAESB WEQ-019 VEE Processing
consumption_operations | interval_read | vee_status | Validation Estimation and Editing (VEE) Status | STRING |  | raw¦validated¦estimated¦edited¦approved¦rejected |  | Current status of the interval read in the VEE workflow. Tracks whether the read is raw (unprocessed), validated (passed quality checks), estimated (calculated by VEE engine), edited (manually corrected), approved (finalized for billing), or rejected (failed validation). | NAESB WEQ-019 VEE Business Practices
consumption_operations | interval_read | voltage_value | Voltage Value | DECIMAL(8,2) |  |  |  | Average voltage measured at the meter during the interval period, in volts. Used for power quality monitoring, voltage regulation analysis, and grid reliability studies. Null for gas meters. | ANSI C84.1 Voltage Ratings
consumption_operations | meter_event | ami_endpoint_id | Endpoint ID | BIGINT |  |  | metering.ami_endpoint.ami_endpoint_id | Unique identifier of the AMI communication endpoint or module attached to the meter that transmitted the event to the head-end system. | IEEE 2030.5 Smart Energy Profile
consumption_operations | meter_event | compliance_event_id | Compliance Event Id (Foreign Key) | BIGINT |  |  | regulatory.compliance_event.compliance_event_id | Foreign key linking to regulatory.compliance_event. Business justification: Meter events (tampering, sustained outages, voltage violations) can trigger regulatory compliance events (service quality violations, NERC CIP events). FK enables regulatory incident tracking, penalty | Internal - LLM Generated Cross-Domain Link
consumption_operations | meter_event | credit_adjustment_id | Credit Adjustment Id (Foreign Key) | BIGINT |  |  | billing.credit_adjustment.credit_adjustment_id | Foreign key linking to billing.credit_adjustment. Business justification: Meter events (outages, tamper, power quality) trigger billing adjustments. Credit adjustments must reference the specific event that justified the adjustment for audit trails, regulatory compliance, a | Internal - LLM Generated Cross-Domain Link
consumption_operations | meter_event | customer_account_id | Customer Account ID | BIGINT |  |  | customer.account.account_id | Identifier of the customer account associated with the service point and meter. Used for customer notification and billing impact analysis. | NARUC Customer Information System Standards
consumption_operations | meter_event | meter_id | Meter ID | BIGINT |  |  | metering.meter.meter_id | Identifier of the AMI or AMR meter that generated this event. Links to the physical meter asset. | ANSI C12.19 Meter Data Tables
consumption_operations | meter_event | service_point_id | Service Point ID | BIGINT |  |  | distribution.service_point.service_point_id | Identifier of the service point (premise delivery location) associated with the meter that generated this event. Links event to customer location. | ANSI C12.19 Meter Data Tables
consumption_operations | meter_event | work_order_id | Work Order ID | BIGINT |  |  | asset.work_order.work_order_id | Identifier of the work order created for field investigation or corrective action. Null if no work order generated. | IEEE 1547 Interconnection Standard
consumption_operations | meter_event | acknowledged_by | Acknowledged By | STRING |  |  |  | User ID or system identifier of the person or automated process that acknowledged the event. Null if unacknowledged. | NERC CIP-007 System Security Management
consumption_operations | meter_event | acknowledged_timestamp | Acknowledged Timestamp | TIMESTAMP |  |  |  | Date and time when the event was acknowledged. Null if the event has not been acknowledged. | NERC CIP-008 Incident Reporting
consumption_operations | meter_event | acknowledgment_status | Acknowledgment Status | STRING |  | acknowledged¦unacknowledged¦auto_cleared¦manually_cleared |  | Indicates whether the event has been acknowledged by operations staff or automatically cleared by the system. Tracks event lifecycle state. | NERC CIP-008 Incident Reporting
consumption_operations | meter_event | battery_level_percent | Battery Level Percent | DECIMAL(5,2) |  |  |  | Remaining battery charge level as a percentage for battery-powered endpoints or meters. Used for low battery event analysis and maintenance scheduling. | ANSI C12.19 Meter Data Tables
consumption_operations | meter_event | current_reading | Current Reading | DECIMAL(10,2) |  |  |  | Current measurement in amperes captured at the time of the event, if applicable. Used for tamper detection and reverse flow analysis. | ANSI C12.20 Meter Accuracy Standards
consumption_operations | meter_event | event_code | Event Code | STRING |  |  |  | Raw event code or alarm identifier as transmitted by the meter or endpoint. Vendor-specific code that maps to the event type. | ANSI C12.19 Meter Data Tables
consumption_operations | meter_event | event_description | Event Description | STRING |  |  |  | Human-readable description of the event, providing additional context beyond the event type and code. May include device-generated diagnostic messages. | IEEE 2030.5 Smart Energy Profile
consumption_operations | meter_event | event_resolution_notes | Event Resolution Notes | STRING |  |  |  | Free-text notes documenting the investigation findings, corrective actions taken, and event resolution details. Entered by operations or field staff. | NERC CIP-008 Incident Reporting
consumption_operations | meter_event | event_severity | Event Severity | STRING |  | critical¦high¦medium¦low¦informational |  | Severity level assigned to the event based on operational impact and urgency. Used for prioritization and escalation workflows. | NERC CIP-008 Incident Reporting
consumption_operations | meter_event | event_source_system | Event Source System | STRING |  |  |  | Name of the head-end system or MDMS platform that received and processed the event from the meter endpoint (e.g., Itron Analytics, Oracle Utilities MDMS). | IEEE 2030.5 Smart Energy Profile
consumption_operations | meter_event | event_timestamp | Event Timestamp | TIMESTAMP |  |  |  | Date and time when the event occurred at the meter or endpoint, as recorded by the device clock. This is the business event time, distinct from system receipt time. | ANSI C12.19 Meter Data Tables
consumption_operations | meter_event | event_type | Event Type | STRING |  |  |  | Classification of the meter event. Indicates the nature of the operational event or alarm reported by the device. [ENUM-REF-CANDIDATE: tamper¦outage¦restoration¦power_quality¦low_battery¦reverse_flow¦tilt¦cover_removal¦communication_loss¦demand_threshold¦voltage_sag¦voltage_swell — 12 candidates stripped; promote to reference product] | ANSI C12.19 Meter Data Tables
consumption_operations | meter_event | field_investigation_required_flag | Field Investigation Required Flag | BOOLEAN |  |  |  | Boolean indicator of whether this event requires field crew investigation or site visit. True if investigation required, False otherwise. | NERC CIP-008 Incident Reporting
consumption_operations | meter_event | forwarded_to_oms_flag | Forwarded to OMS (Outage Management System) Flag | BOOLEAN |  |  |  | Boolean indicator of whether this event was forwarded to the Outage Management System for outage correlation and crew dispatch. True if forwarded, False otherwise. | IEEE 1547 Interconnection Standard
consumption_operations | meter_event | frequency_hz | Frequency (Hz) | DECIMAL(6,3) |  |  |  | Electrical frequency in hertz measured at the time of the event. Used for grid stability and power quality analysis. | NERC BAL-001 Frequency Standard
consumption_operations | meter_event | meter_event_id | Meter Event ID | BIGINT |  |  |  | Unique identifier for the meter event record. Primary key for the meter event log. | IEEE 2030.5 Smart Energy Profile | TRUE
consumption_operations | meter_event | notification_channel | Notification Channel | STRING |  | email¦sms¦ivr¦mobile_app¦none |  | Communication channel used to send the event notification to the customer or operations staff. Null if no notification sent. | NARUC Customer Service Standards
consumption_operations | meter_event | notification_sent_flag | Notification Sent Flag | BOOLEAN |  |  |  | Boolean indicator of whether a customer or operations notification was sent for this event. True if notification sent, False otherwise. | NARUC Customer Service Standards
consumption_operations | meter_event | oms_incident_reference | OMS (Outage Management System) Incident ID | STRING |  |  |  | Identifier of the outage incident created in the OMS as a result of this meter event. Null if not forwarded or no incident created. | IEEE 1547 Interconnection Standard |  | TRUE | OMS (Outage Management System) incident ID is a cross-reference to an external operational system. While distribution.distribution_outage_event exists, OMS incidents are tracked in a separate operational system and this column stores the external system's ID for correlation. The 'oms_' prefix explicitly indicates an external system reference. KEEP_AS_IS.
consumption_operations | meter_event | outage_duration_minutes | Outage Duration (Minutes) | INT |  |  |  | Duration of the outage in minutes, calculated from outage event to restoration event. Used for SAIDI and SAIFI reliability index calculations. | IEEE 1366 Reliability Indices
consumption_operations | meter_event | power_factor | Power Factor | DECIMAL(5,3) |  |  |  | Power factor measurement (ratio of real power to apparent power) at the time of the event. Used for power quality monitoring and analysis. | IEEE 1459 Power Definitions
consumption_operations | meter_event | processed_timestamp | Processed Timestamp | TIMESTAMP |  |  |  | Date and time when the event was processed and validated by the MDMS or event management system. Used for event processing latency analysis. | IEEE 2030.5 Smart Energy Profile
consumption_operations | meter_event | received_timestamp | Received Timestamp | TIMESTAMP |  |  |  | Date and time when the event was received by the head-end system or MDMS. May differ from event_timestamp due to communication latency. | ANSI C12.19 Meter Data Tables
consumption_operations | meter_event | resolved_by | Resolved By | STRING |  |  |  | User ID or system identifier of the person or automated process that resolved and closed the event. Null if unresolved. | NERC CIP-007 System Security Management
consumption_operations | meter_event | resolved_timestamp | Resolved Timestamp | TIMESTAMP |  |  |  | Date and time when the event was marked as resolved or closed. Null for open or unresolved events. | NERC CIP-008 Incident Reporting
consumption_operations | meter_event | restoration_timestamp | Restoration Timestamp | TIMESTAMP |  |  |  | Date and time when power was restored following an outage event. Null for non-outage events or unresolved outages. | IEEE 1366 Reliability Indices
consumption_operations | meter_event | signal_strength_dbm | Signal Strength (dBm) | DECIMAL(6,2) |  |  |  | Communication signal strength in decibels-milliwatts at the time of the event. Used for communication loss event diagnosis and network optimization. | IEEE 802.15.4 Wireless Standard
consumption_operations | meter_event | tamper_count | Tamper Count | INT |  |  |  | Cumulative count of tamper events detected by the meter since last reset. Used for theft investigation and fraud detection. | ANSI C12.19 Meter Data Tables
consumption_operations | meter_event | voltage_reading | Voltage Reading | DECIMAL(10,2) |  |  |  | Voltage measurement in volts captured at the time of the event, if applicable. Used for power quality events such as voltage sag or swell. | ANSI C84.1 Voltage Ratings
consumption_operations | meter_program_enrollment | account_id | Account Identifier (ID) | BIGINT |  |  | customer.account.account_id | Reference to the customer account that triggered or is associated with this meter program enrollment. Links to the customer account master in the customer domain. | NAESB WEQ Standards
consumption_operations | meter_program_enrollment | invoice_id | Invoice Id (Foreign Key) | BIGINT |  |  | billing.invoice.invoice_id | Foreign key linking to billing.invoice. Business justification: Program enrollments (net metering, demand response, TOU) affect billing calculations. Invoices must reference active enrollments for accurate charge application, incentive tracking, and regulatory com | Internal - LLM Generated Cross-Domain Link
consumption_operations | meter_program_enrollment | meter_id | Meter Identifier (ID) | BIGINT |  |  | metering.meter.meter_id | Reference to the physical or logical meter asset enrolled in the program. Links to the meter inventory master record in the metering domain. | ANSI C12.1
consumption_operations | meter_program_enrollment | participant_registration_id | Participant Registration Id (Foreign Key) | BIGINT |  |  | market.participant_registration.participant_registration_id | Foreign key linking to market.participant_registration. Business justification: Demand response and wholesale market program enrollments require validation against RTO/ISO participant registration status for eligibility verification and settlement authorization. | Internal - LLM Generated Cross-Domain Link
consumption_operations | meter_program_enrollment | ppa_contract_id | Ppa Contract Id (Foreign Key) | BIGINT |  |  | market.ppa_contract.ppa_contract_id | Foreign key linking to market.ppa_contract. Business justification: Customer-sited generation programs (net metering, community solar) often operate under PPA structures requiring enrollment tracking for contract compliance, incentive calculation, and regulatory repor | Internal - LLM Generated Cross-Domain Link
consumption_operations | meter_program_enrollment | service_point_id | Service Point Identifier (ID) | BIGINT |  |  | distribution.service_point.service_point_id | Reference to the service point (premise delivery location) where the enrolled meter is installed. Links to the distribution domain service point entity. | NAESB WEQ Standards
consumption_operations | meter_program_enrollment | tariff_schedule_id | Tariff Schedule Id (Foreign Key) | BIGINT |  |  | regulatory.tariff_schedule.tariff_schedule_id | Foreign key linking to regulatory.tariff_schedule. Business justification: Program enrollments (net metering, TOU, demand response) are governed by specific approved tariff schedules. Replaces denormalized rate_schedule_code with proper FK to enable tariff compliance validat | Internal - LLM Generated Cross-Domain Link
consumption_operations | meter_program_enrollment | tou_schedule_id | Time-of-Use (TOU) Schedule Identifier (ID) | BIGINT |  |  | metering.tou_schedule.tou_schedule_id | Identifier for the specific TOU time-block schedule applied to this meter. Defines on-peak, mid-peak, off-peak periods and seasonal variations. Applicable only for TOU and CPP program enrollments. | FERC Order 745
consumption_operations | meter_program_enrollment | cis_program_reference | Customer Information System (CIS) Program Reference | STRING |  |  |  | External reference identifier linking this metering-domain enrollment to the corresponding customer-level program participation record in the CIS (Oracle CC&B or SAP IS-U). Supports coordination between metering configuration and billing rate application. | NAESB WEQ Standards
consumption_operations | meter_program_enrollment | compliance_flag | Compliance Flag | BOOLEAN |  |  |  | Boolean flag indicating whether the meter and customer are in compliance with program requirements. False indicates non-compliance issues such as missing data, configuration errors, or customer behavior violations. | NERC Compliance Standards
consumption_operations | meter_program_enrollment | created_timestamp | Record Created Timestamp | TIMESTAMP |  |  |  | Timestamp when this enrollment record was first created in the lakehouse silver layer. Represents the data ingestion event, not the business enrollment request date. | ISO 8601
consumption_operations | meter_program_enrollment | data_collection_requirement | Data Collection Requirement | STRING |  | standard¦enhanced¦real_time¦on_demand |  | Level of data collection required for this program enrollment. Standard indicates normal AMI interval reads; Enhanced indicates additional channels or higher frequency; Real-time indicates continuous streaming; On-demand indicates event-triggered collection. | NAESB REQ Standards
consumption_operations | meter_program_enrollment | demand_threshold_kw | Demand Threshold Kilowatts (kW) | DECIMAL(12,3) |  |  |  | Demand threshold in kilowatts (kW) that triggers program-specific actions or billing. Used in demand response and critical peak pricing programs to define curtailment or penalty thresholds. | NERC Glossary of Terms
consumption_operations | meter_program_enrollment | enrollment_activation_timestamp | Enrollment Activation Timestamp | TIMESTAMP |  |  |  | Precise timestamp when the meter configuration changes were applied and the enrollment became operationally active in the MDMS (Meter Data Management System). Records the actual system activation event. | ISO 8601
consumption_operations | meter_program_enrollment | enrollment_approval_date | Enrollment Approval Date | DATE |  |  |  | Date when the program enrollment was approved by utility operations or automated validation. Applicable for programs requiring eligibility verification or technical feasibility review. | ISO 8601
consumption_operations | meter_program_enrollment | enrollment_channel | Enrollment Channel | STRING |  | web_portal¦mobile_app¦call_center¦field_service¦bulk_import |  | Channel or interface through which the enrollment was initiated. Distinguishes self-service digital enrollments from assisted or batch enrollments. | CRM Best Practices
consumption_operations | meter_program_enrollment | enrollment_effective_date | Enrollment Effective Date | DATE |  |  |  | Date when the meter program enrollment becomes active and the meter configuration changes take effect. Determines when program-specific data collection and rate application begin. | FERC Uniform System of Accounts
consumption_operations | meter_program_enrollment | enrollment_end_date | Enrollment End Date | DATE |  |  |  | Date when the meter program enrollment ends or is scheduled to end. Nullable for open-ended enrollments. Determines when program-specific meter configuration and data collection cease. | FERC Uniform System of Accounts
consumption_operations | meter_program_enrollment | enrollment_request_date | Enrollment Request Date | DATE |  |  |  | Date when the program enrollment was requested or initiated. May differ from enrollment_effective_date due to processing time, approval workflows, or scheduled future start dates. | ISO 8601
consumption_operations | meter_program_enrollment | enrollment_source | Enrollment Source | STRING |  | customer_request¦utility_initiative¦regulatory_mandate¦automatic_enrollment¦pilot_program |  | Origin or trigger of the meter program enrollment. Customer request indicates opt-in; Utility initiative indicates utility-driven enrollment; Regulatory mandate indicates compliance-driven; Automatic enrollment indicates default assignment; Pilot program indicates test/trial participation. | NARUC Rate Design Principles
consumption_operations | meter_program_enrollment | enrollment_status | Enrollment Status | STRING |  | pending¦active¦suspended¦terminated¦cancelled |  | Current lifecycle status of the meter program enrollment. Pending indicates enrollment request submitted but not yet activated; Active indicates meter is configured and collecting program data; Suspended indicates temporary hold; Terminated indicates program completion; Cancelled indicates enrollment withdrawn before activation. | IEEE 1547
consumption_operations | meter_program_enrollment | export_channel_enabled_flag | Export Channel Enabled Flag | BOOLEAN |  |  |  | Boolean flag indicating whether the meter export channel (reverse energy flow measurement) is activated for this enrollment. True for NEM (Net Energy Metering) and DER (Distributed Energy Resource) programs where customer generation is measured. | IEEE 1547
consumption_operations | meter_program_enrollment | incentive_payment_status | Incentive Payment Status | STRING |  | pending¦approved¦paid¦denied¦cancelled |  | Status of the program incentive payment associated with this enrollment. Tracks the lifecycle of incentive disbursement from eligibility determination through payment completion. | Financial Accounting Standards
consumption_operations | meter_program_enrollment | interval_collection_frequency_minutes | Interval Collection Frequency Minutes | INT |  |  |  | Frequency in minutes at which interval meter data is collected for this program enrollment. Common values include 15, 30, or 60 minutes. Defines the granularity of energy consumption data required by the program. | ANSI C12.19
consumption_operations | meter_program_enrollment | last_compliance_check_date | Last Compliance Check Date | DATE |  |  |  | Date of the most recent compliance validation check for this enrollment. Used to track periodic audits of program participation requirements and meter data quality. | ISO 8601
consumption_operations | meter_program_enrollment | last_updated_timestamp | Record Last Updated Timestamp | TIMESTAMP |  |  |  | Timestamp when this enrollment record was most recently modified in the lakehouse silver layer. Tracks data refresh and change propagation from source systems. | ISO 8601
consumption_operations | meter_program_enrollment | mdms_enrollment_reference | Meter Data Management System (MDMS) Enrollment Reference | STRING |  |  |  | External reference identifier for this enrollment in the source MDMS (Oracle Utilities MDMS or Itron Analytics). Enables cross-system reconciliation and audit trail back to the operational system of record. | ANSI C12.19
consumption_operations | meter_program_enrollment | meter_configuration_profile | Meter Configuration Profile | STRING |  |  |  | Identifier or description of the meter configuration profile applied for this program enrollment. Defines register mappings, channel activations, TOU bin assignments, and other meter firmware settings required by the program. | ANSI C12.22
consumption_operations | meter_program_enrollment | meter_program_enrollment_id | Meter Program Enrollment Identifier (ID) | BIGINT |  |  |  | Unique identifier for the meter program enrollment record. Primary key for this entity. Represents a single instance of a meter being enrolled in a utility program requiring specific metering configuration or data collection. | ISO/IEC 11179 | TRUE
consumption_operations | meter_program_enrollment | notes | Enrollment Notes | STRING |  |  |  | Free-text field for operational notes, special instructions, or case-specific details related to this meter program enrollment. Used by MDMS operators and field service personnel for context and troubleshooting. | Data Quality Standards
consumption_operations | meter_program_enrollment | program_code | Program Code | STRING |  | '^[A-Z0-9_-]{2,20}$ |  | Standardized code identifying the utility program type. Examples include TOU (Time-of-Use), CPP (Critical Peak Pricing), NEM (Net Energy Metering), DR (Demand Response), EV (Electric Vehicle) charging programs, and EE (Energy Efficiency) monitoring programs. | FERC Order 2222
consumption_operations | meter_program_enrollment | program_incentive_amount | Program Incentive Amount | DECIMAL(12,2) | confidential |  |  | Monetary incentive amount in USD associated with this program enrollment. Applicable for DR, EE, and EV programs that offer enrollment bonuses, rebates, or participation payments. Null for rate-only programs. | FERC Uniform System of Accounts
consumption_operations | meter_program_enrollment | program_name | Program Name | STRING |  |  |  | Full descriptive name of the utility program. Provides human-readable identification of the program for reporting and customer communication purposes. | PUC Tariff Filing Standards
consumption_operations | meter_program_enrollment | termination_date | Termination Date | DATE |  |  |  | Date when the program enrollment was terminated or cancelled. Populated only for enrollments with status terminated or cancelled. Marks the end of program-specific meter configuration and data collection. | ISO 8601
consumption_operations | meter_program_enrollment | termination_reason_code | Termination Reason Code | STRING |  | customer_request¦program_ended¦non_compliance¦meter_removed¦account_closed¦moved_out |  | Standardized code indicating the reason for enrollment termination. Customer request indicates opt-out; Program ended indicates utility discontinued program; Non-compliance indicates customer failed to meet program requirements; Meter removed indicates physical meter change; Account closed or Moved out indicate service discontinuation. | NAESB Business Practice Standards
consumption_operations | meter_program_enrollment | termination_reason_description | Termination Reason Description | STRING |  |  |  | Free-text description providing additional context or details about the enrollment termination. Supplements the termination_reason_code with case-specific information. | Data Quality Standards
consumption_operations | meter_test | compliance_obligation_id | Compliance Obligation Id (Foreign Key) | BIGINT |  |  | regulatory.compliance_obligation.compliance_obligation_id | Foreign key linking to regulatory.compliance_obligation. Business justification: Meter testing schedules are driven by regulatory accuracy testing obligations (state PUC meter testing rules, ANSI standards). FK enables compliance tracking, audit evidence generation, and automated | Internal - LLM Generated Cross-Domain Link
consumption_operations | meter_test | cost_center_id | Cost Center Id (Foreign Key) | BIGINT |  |  | finance.cost_center.cost_center_id | Foreign key linking to finance.cost_center. Business justification: Meter testing incurs labor, facility, and equipment costs that must be allocated to cost centers for regulatory compliance cost tracking, annual budget reconciliation, and FERC reporting of meter accu | Internal - LLM Generated Cross-Domain Link
consumption_operations | meter_test | gl_account_id | Gl Account Id (Foreign Key) | BIGINT |  |  | finance.gl_account.gl_account_id | Foreign key linking to finance.gl_account. Business justification: Test expenses must post to specific GL accounts (typically FERC 920-935 Customer Accounts/Service expenses) for financial statement preparation, regulatory reporting, and audit trail compliance. Direc | Internal - LLM Generated Cross-Domain Link
consumption_operations | meter_test | master_id | Test Equipment ID | BIGINT |  |  | asset.master.master_id | Identifier of the test bench, calibration equipment, or portable test device used to conduct the meter test. Critical for traceability and ensuring test equipment is within its own calibration validity period. | ANSI C12.1 Section 4.4 Test Equipment
consumption_operations | meter_test | meter_id | Meter ID | BIGINT |  |  | metering.meter.meter_id | Identifier of the meter that was tested. Links to the meter asset record in the metering domain. | ANSI C12.1 Meter Identification
consumption_operations | meter_test | work_order_id | Work Order ID | BIGINT |  |  | asset.work_order.work_order_id | Identifier of the work order or service request that triggered the meter test. Links the test to the broader work management context, such as a meter exchange, customer complaint investigation, or preventive maintenance program. | Oracle WAM / IBM Maximo Work Order
consumption_operations | meter_test | as_found_accuracy_percent | As-Found Accuracy Percent | DECIMAL(10,4) |  |  |  | Percentage error of the meter at the start of the test, before any adjustments or calibration. Represents the meters accuracy in its as-installed or as-received condition. Positive values indicate the meter is reading high (over-registration); negative values indicate the meter is reading low (under-registration). | ANSI C12.20 Section 3.2 Accuracy Measurement
consumption_operations | meter_test | as_left_accuracy_percent | As-Left Accuracy Percent | DECIMAL(10,4) |  |  |  | Percentage error of the meter at the conclusion of the test, after any adjustments or calibration. Represents the meters accuracy in its final state before being returned to service or condemned. Positive values indicate over-registration; negative values indicate under-registration. | ANSI C12.20 Section 3.2 Accuracy Measurement
consumption_operations | meter_test | compliance_cycle_code | Compliance Cycle ID | STRING |  |  |  | Identifier of the regulatory compliance testing cycle or program under which this test was conducted. Used to group tests for regulatory reporting to PUCs and to track compliance with mandated testing frequencies. | State PUC Meter Testing Regulations |  | TRUE | A compliance cycle refers to the regulatory testing cycle/schedule for meter accuracy (e.g., PUC-mandated periodic testing). While regulatory.compliance_calendar exists, a compliance cycle is a different concept — it's a specific testing rotation/schedule identifier, not a calendar event. Only one table references it. This is a regulatory reference code rather than a core entity needing its own table. KEEP_AS_IS.
consumption_operations | meter_test | corrective_action_taken | Corrective Action Taken | STRING |  | none¦adjusted¦replaced¦condemned¦repaired |  | The remediation action performed as a result of the test. None indicates the meter passed without intervention; adjusted indicates the meter was recalibrated to meet standards; replaced indicates the meter was removed from service and a new meter installed; condemned indicates the meter was permanently removed from inventory; repaired indicates the meter underwent maintenance or component replacement. | ANSI C12.1 Section 5.2 Corrective Actions
consumption_operations | meter_test | created_timestamp | Created Timestamp | TIMESTAMP |  |  |  | Date and time when this meter test record was first created in the system. Audit field for data lineage and record lifecycle tracking. | Internal Data Governance Standard
consumption_operations | meter_test | demand_register_accuracy_percent | Demand Register Accuracy Percent | DECIMAL(10,4) |  |  |  | Percentage error of the demand register, which measures peak kilowatt (kW) or megawatt (MW) consumption over defined intervals. Critical for commercial and industrial customers billed on demand charges. | ANSI C12.20 Section 3.5 Demand Measurement
consumption_operations | meter_test | full_load_accuracy_percent | Full Load Accuracy Percent | DECIMAL(10,4) |  |  |  | Percentage error measured at full rated load (100% of meter capacity). Critical accuracy test point for validating meter performance under maximum demand conditions. | ANSI C12.20 Section 3.3 Load Point Testing
consumption_operations | meter_test | light_load_accuracy_percent | Light Load Accuracy Percent | DECIMAL(10,4) |  |  |  | Percentage error measured at light load (typically 10% of meter capacity). Critical accuracy test point for validating meter performance under low consumption conditions, which is common in residential applications. | ANSI C12.20 Section 3.3 Load Point Testing
consumption_operations | meter_test | meter_test_id | Meter Test ID | BIGINT |  |  |  | Unique identifier for the meter test record. Primary key for the meter test transaction. | Internal System Standard | TRUE
consumption_operations | meter_test | power_factor_test_result | Power Factor (PF) Test Result | STRING |  | pass¦fail¦not-applicable |  | Result of the power factor accuracy test for electric meters. Validates that the meter accurately measures energy under varying power factor conditions (lagging and leading). Not applicable for gas meters. | ANSI C12.20 Section 3.4 Power Factor Testing
consumption_operations | meter_test | regulatory_compliance_flag | Regulatory Compliance Flag | BOOLEAN |  |  |  | Indicates whether this test was conducted to fulfill a regulatory compliance obligation mandated by state Public Utility Commissions (PUCs) or other governing bodies. True indicates the test is part of a regulatory compliance program; false indicates the test was conducted for operational or customer service reasons. | State PUC Meter Testing Regulations
consumption_operations | meter_test | source_system | Source System | STRING |  |  |  | Identifier of the operational system from which this meter test record originated. Typically Oracle WAM, IBM Maximo, or a specialized meter testing application. Used for data lineage and troubleshooting. | Internal Data Integration Standard
consumption_operations | meter_test | technician_code | Technician ID | STRING |  |  |  | Identifier of the technician or engineer who performed the meter test. Used for quality assurance, training evaluation, and audit traceability. | Internal Workforce Management Standard |  | TRUE | Person/role column referencing the technician who performed the meter test. No workforce.employee or shared.actor table exists in the model. Consistent with the treatment of installation_technician_id and removal_technician_id — these are workforce system references. KEEP_AS_IS.
consumption_operations | meter_test | test_current_amperes | Test Current (Amperes) | DECIMAL(10,2) |  |  |  | Current level (in amperes) at which the electric meter test was conducted. Used to calculate load percentage relative to meter rating. Not applicable for gas meters. | ANSI C12.20 Section 3.1 Test Conditions
consumption_operations | meter_test | test_date | Test Date | DATE |  |  |  | The calendar date on which the meter test was performed. Principal business event timestamp for the test transaction. | ANSI C12.1 Test Documentation
consumption_operations | meter_test | test_duration_minutes | Test Duration (Minutes) | INT |  |  |  | Total elapsed time in minutes from test start to test completion. Used for labor cost allocation, productivity analysis, and scheduling optimization. | Internal Work Management Standard
consumption_operations | meter_test | test_facility_code | Test Facility ID | STRING |  |  |  | Identifier of the specific testing facility, laboratory, or service center where the test was conducted. Used for traceability and quality assurance. | Internal Asset Management Standard |  | TRUE | A meter test facility is a physical location/lab where meters are tested for accuracy. While asset.location exists, a test facility is a specialized concept — it's a specific lab or shop, not a general asset location. Only one table references it. This is a peripheral reference to a physical facility, not a core business entity warranting its own table. KEEP_AS_IS.
consumption_operations | meter_test | test_flow_rate | Test Flow Rate | DECIMAL(10,2) |  |  |  | Gas flow rate (typically in cubic feet per hour or cubic meters per hour) at which the gas meter test was conducted. Used to calculate load percentage relative to meter capacity. Not applicable for electric meters. | AGA Report No. 7 Section 4.2 Test Conditions
consumption_operations | meter_test | test_humidity_percent | Test Humidity Percent | DECIMAL(5,2) |  |  |  | Relative humidity percentage during the test. Humidity can affect electronic meter components and is recorded to validate test conditions were within acceptable ranges. | ANSI C12.1 Section 4.5 Environmental Conditions
consumption_operations | meter_test | test_location | Test Location | STRING |  | field¦laboratory¦shop¦customer-premise¦warehouse |  | Physical location category where the test was performed. Field tests occur at the installed service point; laboratory and shop tests occur in controlled testing facilities; customer-premise tests are conducted on-site during service calls; warehouse tests validate inventory before distribution. | ANSI C12.1 Section 4.3 Test Environment
consumption_operations | meter_test | test_notes | Test Notes | STRING |  |  |  | Free-text field for technician observations, anomalies, special conditions, or additional context about the test. May include details about physical meter condition, environmental factors, or deviations from standard test procedures. | Internal Quality Assurance Standard
consumption_operations | meter_test | test_number | Test Number | STRING |  |  |  | Business identifier for the test event. Externally-known unique test reference number assigned by the testing system or laboratory. | ANSI C12.1 Test Documentation
consumption_operations | meter_test | test_result | Test Result | STRING |  | pass¦fail¦adjusted¦conditional |  | Overall outcome of the meter test. Pass indicates the meter met all accuracy and performance criteria; fail indicates the meter did not meet standards and requires corrective action; adjusted indicates the meter was recalibrated during testing and now meets standards; conditional indicates the meter passed with minor observations or limitations. | ANSI C12.1 Section 5.1 Test Results
consumption_operations | meter_test | test_standard_applied | Test Standard Applied | STRING |  |  |  | The industry or regulatory standard used as the basis for the test procedure and acceptance criteria. Common standards include ANSI C12.20 for North American electric meter accuracy classes, IEC 62052-11 and IEC 62053-series for international electric meter compliance, and AGA Report No. 7 for gas meter accuracy. | ANSI C12.20, IEC 62052-11, IEC 62053, AGA Report No. 7
consumption_operations | meter_test | test_status | Test Status | STRING |  | scheduled¦in-progress¦completed¦cancelled¦failed |  | Current lifecycle state of the test transaction. Tracks the test workflow from scheduling through completion or cancellation. | Internal Work Management Standard
consumption_operations | meter_test | test_temperature | Test Temperature | DECIMAL(10,2) |  |  |  | Ambient temperature (in degrees Celsius or Fahrenheit) during the test. Temperature can affect meter accuracy and is recorded for quality assurance and to validate test conditions were within acceptable ranges. | ANSI C12.1 Section 4.5 Environmental Conditions
consumption_operations | meter_test | test_timestamp | Test Timestamp | TIMESTAMP |  |  |  | Precise date and time when the meter test was conducted. Provides granular event timing for audit and sequencing purposes. | ANSI C12.1 Test Documentation
consumption_operations | meter_test | test_type | Test Type | STRING |  | in-service¦shop¦acceptance¦complaint-driven¦periodic¦calibration |  | Classification of the test based on the business trigger and context. In-service tests are conducted on meters while installed at customer premises; shop tests are performed in a controlled laboratory environment; acceptance tests validate new meter inventory before deployment; complaint-driven tests respond to customer billing disputes; periodic tests fulfill regulatory compliance schedules; calibration tests adjust meter accuracy to standard. | ANSI C12.1 Section 4.2 Test Classification
consumption_operations | meter_test | test_voltage | Test Voltage | DECIMAL(10,2) |  |  |  | Voltage level (in volts) at which the electric meter test was conducted. Must match the meters rated voltage for valid test results. Not applicable for gas meters. | ANSI C12.20 Section 3.1 Test Conditions
consumption_operations | meter_test | updated_timestamp | Updated Timestamp | TIMESTAMP |  |  |  | Date and time when this meter test record was last modified. Audit field for change tracking and data quality monitoring. | Internal Data Governance Standard
consumption_operations | register_read | invoice_id | Invoice Id (Foreign Key) | BIGINT |  |  | billing.invoice.invoice_id | Foreign key linking to billing.invoice. Business justification: Register reads (non-AMI) are the traditional billing determinant. Invoices must reference the specific reads used for billing calculations to support dispute resolution, audit requirements, and regula | Internal - LLM Generated Cross-Domain Link
consumption_operations | register_read | meter_channel_id | Meter Channel Id (Foreign Key) | BIGINT |  |  | metering.meter_channel.meter_channel_id | Foreign key linking to metering.meter_channel. Business justification: Each register read captures a scalar value from a specific meter channel/register. The meter_channel entity defines the channel configuration (channel_number, channel_type, measurement_direction, mult | Internal - LLM Generated Cross-Domain Link
consumption_operations | register_read | meter_id | Meter ID | BIGINT |  |  | metering.meter.meter_id | Identifier of the meter from which this register read was captured. Links to the meter asset inventory. | IEEE C12.1 - Code for Electricity Metering
consumption_operations | register_read | read_cycle_id | Read Cycle Id (Foreign Key) | BIGINT |  |  | metering.read_cycle.read_cycle_id | Foreign key linking to metering.read_cycle. Business justification: Register reads are captured at scheduled read cycles. The register_read table currently has read_cycle_code (STRING) which is a denormalized reference to read_cycle.cycle_code. This should be normaliz | Internal - LLM Generated Cross-Domain Link
consumption_operations | register_read | service_point_id | Service Point ID | BIGINT |  |  | distribution.service_point.service_point_id | Identifier of the service point (premise delivery location) associated with this meter read. Links to the service point where energy is delivered. | FERC Uniform System of Accounts
consumption_operations | register_read | tou_schedule_id | Tou Schedule Id (Foreign Key) | BIGINT |  |  | metering.tou_schedule.tou_schedule_id | Foreign key linking to metering.tou_schedule. Business justification: Register reads captured during TOU-enabled read cycles are classified by TOU period. Currently register_read has time_of_use_period (string) which is a denormalized classification. The tou_schedule en | Internal - LLM Generated Cross-Domain Link
consumption_operations | register_read | billing_determinant_flag | Billing Determinant Flag | BOOLEAN |  |  |  | Indicates whether this register read is the primary billing determinant for the associated service point and billing period. True when this read drives invoice calculation; false for supplementary or informational reads. | FERC Uniform System of Accounts
consumption_operations | register_read | consumption_delta | Consumption Delta | DECIMAL(18,3) |  |  |  | The difference between the current consumption value and the previous consumption value, representing the energy or volume consumed during the read period. This is the primary input to billing calculations. | FERC Uniform System of Accounts
consumption_operations | register_read | consumption_value | Consumption Value | DECIMAL(18,3) |  |  |  | The multiplier-applied consumption value calculated as raw_register_value multiplied by the meter multiplier. This is the billable quantity for the read period. | FERC Uniform System of Accounts
consumption_operations | register_read | created_timestamp | Created Timestamp | TIMESTAMP |  |  |  | The date and time when this register read record was first created in the MDMS or CIS system. Used for audit trail and data lineage tracking. | SOX Section 404 - Internal Controls
consumption_operations | register_read | demand_reset_date | Demand Reset Date | DATE |  |  |  | The date on which the demand register was last reset to zero. Applicable only to demand registers (kW, MW) that track peak demand within a billing period. Null for energy registers. | IEEE C12.1 - Code for Electricity Metering
consumption_operations | register_read | dial_count | Dial Count | INT |  |  |  | The number of dials or digits on the meter register. Used for validation of register rollover events and maximum register capacity calculations. | IEEE C12.1 - Code for Electricity Metering
consumption_operations | register_read | estimation_method | Estimation Method | STRING |  | historical-average¦same-day-last-year¦pro-rata¦regression¦none |  | The algorithm used to estimate consumption when an actual read was not obtained. Historical-average uses recent consumption patterns; same-day-last-year uses year-over-year comparison; pro-rata uses daily average; regression uses statistical modeling; none indicates actual read obtained. | NARUC Manual on Distributed Energy Resources Rate Design and Compensation
consumption_operations | register_read | last_modified_timestamp | Last Modified Timestamp | TIMESTAMP |  |  |  | The date and time when this register read record was last updated. Captures VEE corrections, status changes, or data quality adjustments. | SOX Section 404 - Internal Controls
consumption_operations | register_read | multiplier | Meter Multiplier | DECIMAL(10,4) |  |  |  | The multiplier factor applied to the raw register value to calculate actual consumption. Used when current transformers (CT) or potential transformers (PT) are installed, or when meter gearing requires scaling. A multiplier of 1.0 indicates no transformation. | IEEE C12.1 - Code for Electricity Metering
consumption_operations | register_read | pressure_compensation_factor | Pressure Compensation Factor | DECIMAL(8,5) | restricted,pii_financial |  |  | Adjustment factor applied to gas volume reads to normalize for pressure variations. Gas volume varies with pressure; this factor converts measured volume to standard pressure conditions. Null for electric meters. | AGA Report No. 8 - Compressibility Factors of Natural Gas
consumption_operations | register_read | previous_read_date | Previous Read Date | DATE |  |  |  | The date of the immediately preceding read event for this register. Used to determine the consumption period length. | IEEE C12.1 - Code for Electricity Metering
consumption_operations | register_read | previous_read_value | Previous Read Value | DECIMAL(18,3) |  |  |  | The raw register value from the immediately preceding read event for this register. Used to calculate consumption delta between reads. | IEEE C12.1 - Code for Electricity Metering
consumption_operations | register_read | raw_register_value | Raw Register Value | DECIMAL(18,3) |  |  |  | The cumulative scalar value displayed on the meter register dial at the time of read, before any multiplier or conversion is applied. This is the raw odometer-style reading from the meter. | ANSI C12.19 - Utility Industry End Device Data Tables
consumption_operations | register_read | read_by_user_code | Read By User ID | STRING | confidential,pii |  |  | Identifier of the field technician, system user, or automated process that captured or entered this read. Used for audit trail and quality assurance. | FERC Uniform System of Accounts |  | TRUE | References the user/meter reader who captured the register read. This is a person/role reference. No workforce or user table exists in the model. Consistent with other user/technician references in this domain — treated as an external workforce system reference. KEEP_AS_IS.
consumption_operations | register_read | read_date | Read Date | DATE |  |  |  | The calendar date on which the meter register was read. Used for billing cycle alignment and consumption period determination. | IEEE C12.1 - Code for Electricity Metering
consumption_operations | register_read | read_method | Read Method | STRING |  | AMI¦AMR¦manual¦estimated¦customer-provided |  | The method by which the register read was obtained. AMI (Advanced Metering Infrastructure) indicates automated remote read via two-way communication; AMR (Automated Meter Reading) indicates one-way automated read; manual indicates field technician read; estimated indicates calculated value when actual read unavailable; customer-provided indicates self-reported read. | IEEE C12.1 - Code for Electricity Metering
consumption_operations | register_read | read_note | Read Note | STRING |  |  |  | Free-text field for field technician or system comments regarding read exceptions, site conditions, or data quality issues. Examples include inaccessible meter, customer refused entry, meter damaged, or unusual consumption pattern. | IEEE C12.1 - Code for Electricity Metering
consumption_operations | register_read | read_quality_code | Read Quality Code | STRING |  | actual¦estimated¦customer-read¦prorated¦missing¦suspect |  | Indicator of the read data quality and reliability. Actual indicates a verified meter read; estimated indicates a calculated value due to read failure or inaccessibility; customer-read indicates self-reported value; prorated indicates adjusted value for partial period; missing indicates no read obtained; suspect indicates read flagged for validation review. | ANSI C12.19 - Utility Industry End Device Data Tables
consumption_operations | register_read | read_sequence_number | Read Sequence Number | INT |  |  |  | Sequential counter of reads for this meter register, used to detect missing reads and ensure chronological ordering in the read history. | ANSI C12.19 - Utility Industry End Device Data Tables
consumption_operations | register_read | read_source_system | Read Source System | STRING |  | MDMS¦CIS¦AMI-Head-End¦Field-Device¦Manual-Entry |  | The operational system from which this read record originated. MDMS (Meter Data Management System) for processed reads; CIS (Customer Information System) for billing-cycle reads; AMI-Head-End for direct AMI network reads; Field-Device for handheld meter reader uploads; Manual-Entry for exception handling. | IEEE C12.1 - Code for Electricity Metering
consumption_operations | register_read | read_status | Read Status | STRING |  | valid¦pending-validation¦failed-validation¦corrected¦voided |  | Current lifecycle status of the read record in the validation-estimation-editing (VEE) workflow. Valid indicates passed all validation rules; pending-validation indicates awaiting VEE processing; failed-validation indicates rule violations detected; corrected indicates manual adjustment applied; voided indicates read superseded or cancelled. | NARUC Manual on Distributed Energy Resources Rate Design and Compensation
consumption_operations | register_read | read_timestamp | Read Timestamp | TIMESTAMP |  |  |  | The precise date and time when the meter register read was captured. Critical for interval boundary alignment and time-of-use rate application. | ANSI C12.19 - Utility Industry End Device Data Tables
consumption_operations | register_read | read_type | Read Type | STRING |  |  |  | Classification of the read event purpose. Scheduled reads occur at regular billing cycles; on-demand reads are requested for specific business needs; move-in/move-out reads support customer transitions; special reads address exceptions or investigations. [ENUM-REF-CANDIDATE: scheduled¦on-demand¦move-in¦move-out¦special¦final¦initial¦investigative — 8 candidates stripped; promote to reference product] | NARUC Manual on Distributed Energy Resources Rate Design and Compensation
consumption_operations | register_read | register_read_id | Register Read ID | BIGINT |  |  |  | Unique identifier for the register read record. Primary key for the register read transaction. | IEEE C12.1 - Code for Electricity Metering | TRUE
consumption_operations | register_read | rollover_flag | Rollover Flag | BOOLEAN |  |  |  | Indicates whether the meter register rolled over (returned to zero after reaching maximum capacity) during this read period. True when rollover detected; false otherwise. Critical for accurate consumption calculation. | ANSI C12.19 - Utility Industry End Device Data Tables
consumption_operations | register_read | temperature_compensation_factor | Temperature Compensation Factor | DECIMAL(8,5) | restricted,pii_financial |  |  | Adjustment factor applied to gas volume reads to normalize for temperature variations. Gas volume expands and contracts with temperature; this factor converts measured volume to standard conditions (typically 60°F or 15°C). Null for electric meters. | AGA Report No. 8 - Compressibility Factors of Natural Gas
consumption_operations | register_read | unit_of_measure | Unit of Measure (UOM) | STRING |  |  |  | The unit in which the register value is expressed. kWh (kilowatt-hour) and MWh (megawatt-hour) for electric energy; kW and MW for electric demand; MCF (thousand cubic feet), Therm, and CCF (hundred cubic feet) for gas volume and energy; kVAh for apparent energy; kVArh for reactive energy. [ENUM-REF-CANDIDATE: kWh¦MWh¦kW¦MW¦MCF¦Therm¦CCF¦kVAh¦kVArh — 9 candidates stripped; promote to reference product] | IEEE C12.1 - Code for Electricity Metering
consumption_operations | register_read | validation_rule_failures | Validation Rule Failures | STRING |  |  |  | Comma-separated list of validation rule codes that this read failed during VEE processing. Examples include high-usage, negative-consumption, zero-consumption, out-of-range, or meter-stopped. Empty when all validation rules passed. | ANSI C12.19 - Utility Industry End Device Data Tables
consumption_operations | remote_service_action | account_id | Account Id (Foreign Key) | BIGINT |  |  | customer.account.account_id | Foreign key linking to customer.account. Business justification: Remote service actions (connect/disconnect/load limit) are customer service operations initiated from account context for collections enforcement, move-in/move-out processing, and payment arrangement | Internal - LLM Generated Cross-Domain Link
consumption_operations | remote_service_action | ami_endpoint_id | Endpoint ID | BIGINT |  |  | metering.ami_endpoint.ami_endpoint_id | Unique identifier of the Advanced Metering Infrastructure (AMI) communication endpoint or module attached to the meter. Used by the head-end system to route commands to the specific device. | IEEE 2030.5 Smart Energy Profile
consumption_operations | remote_service_action | compliance_obligation_id | Compliance Obligation Id (Foreign Key) | BIGINT |  |  | regulatory.compliance_obligation.compliance_obligation_id | Foreign key linking to regulatory.compliance_obligation. Business justification: Remote disconnects and load limiting are subject to regulatory moratorium rules (winter/summer protections, medical certificate holds, payment plan protections). FK enables pre-execution compliance ve | Internal - LLM Generated Cross-Domain Link
consumption_operations | remote_service_action | cost_center_id | Cost Center Id (Foreign Key) | BIGINT |  |  | finance.cost_center.cost_center_id | Foreign key linking to finance.cost_center. Business justification: Remote connect/disconnect operations incur system and labor costs that must be allocated to cost centers for operational efficiency tracking, cost-benefit analysis of AMI investments, and rate case ju | Internal - LLM Generated Cross-Domain Link
consumption_operations | remote_service_action | demand_response_event_id | Demand Response (DR) Event ID | BIGINT |  |  | distribution.demand_response_event.demand_response_event_id | Identifier of the demand response event that triggered the remote service action, if applicable. Links load control actions to specific Demand Response (DR) or Demand-Side Management (DSM) program events. | OpenADR 2.0 Demand Response Standard
consumption_operations | remote_service_action | dispatch_award_id | Dispatch Award Id (Foreign Key) | BIGINT |  |  | market.dispatch_award.dispatch_award_id | Foreign key linking to market.dispatch_award. Business justification: Remote disconnect/reconnect actions for DR resources must tie to dispatch awards for automated dispatch execution, performance verification, and settlement validation in demand response programs. | Internal - LLM Generated Cross-Domain Link
consumption_operations | remote_service_action | distribution_outage_event_id | Outage Event ID | BIGINT |  |  | distribution.distribution_outage_event.distribution_outage_event_id | Identifier of the outage event that prompted the remote service action, if applicable. Links remote connect actions to service restoration workflows managed by the Outage Management System (OMS). | IEC 61968-9 CIM for Metering
consumption_operations | remote_service_action | meter_id | Meter ID | BIGINT |  |  | metering.meter.meter_id | Identifier of the physical meter device to which the remote service action was directed. Links to the meter asset inventory in the metering domain. | ANSI C12.19 Meter Data Tables
consumption_operations | remote_service_action | service_point_id | Service Point ID | BIGINT |  |  | distribution.service_point.service_point_id | Identifier of the service delivery point (premise location) associated with the meter receiving the remote action. Links to the distribution service point entity. | IEC 61968-9 CIM for Metering
consumption_operations | remote_service_action | action_subtype | Action Subtype | STRING |  |  |  | Detailed subtype or variant of the remote action, providing additional granularity beyond the primary action type. For example, disconnect may have subtypes such as non-payment, safety, or emergency. | Utility-specific MDMS configuration
consumption_operations | remote_service_action | action_type | Remote Action Type | STRING |  |  |  | Type of remote service action commanded to the meter. Connect and disconnect support billing collections and safety workflows; load limit enables demand response; on-demand read supports billing validation; firmware update maintains device security and functionality. [ENUM-REF-CANDIDATE: connect¦disconnect¦load_limit¦ping¦on_demand_read¦firmware_update¦time_sync¦configuration_change — 8 candidates stripped; promote to reference product] | ANSI C12.22 Network Protocol
consumption_operations | remote_service_action | authorization_code | Authorization Code | STRING | confidential |  |  | Security authorization or approval code required to execute the remote service action, particularly for high-risk actions such as disconnect or firmware update. Used for audit and compliance verification. | NERC CIP-007 System Security Management
consumption_operations | remote_service_action | billing_cycle_code | Billing Cycle Code | STRING |  |  |  | Billing cycle identifier associated with the service point at the time the remote action was executed. Used to correlate remote actions with billing periods for revenue assurance and dispute resolution. | IEC 61968-9 CIM for Metering
consumption_operations | remote_service_action | command_number | Command Number | STRING |  |  |  | Business-facing reference number or tracking identifier for the remote service action command, used for customer service inquiries and audit trails. | Utility business process standard
consumption_operations | remote_service_action | command_timestamp | Command Timestamp | TIMESTAMP |  |  |  | Date and time when the remote service action command was issued by the head-end system or Meter Data Management System (MDMS) to the meter endpoint. Represents the business event time of command initiation. | IEEE 1588 Precision Time Protocol
consumption_operations | remote_service_action | communication_protocol | Communication Protocol | STRING |  |  |  | Network communication protocol used to transmit the remote service action command to the meter endpoint. Examples include RF mesh, cellular, PLC (power line carrier), or Wi-Fi. | IEEE 2030.5 Smart Energy Profile
consumption_operations | remote_service_action | completion_timestamp | Completion Timestamp | TIMESTAMP |  |  |  | Date and time when the remote service action workflow was fully completed, including all confirmations, callbacks, and downstream system updates. Represents the end of the action lifecycle. | IEC 61968-9 CIM for Metering
consumption_operations | remote_service_action | configuration_profile | Configuration Profile | STRING |  |  |  | Name or identifier of the configuration profile or parameter set applied to the meter when the action type is configuration change. Null for non-configuration actions. | ANSI C12.19 Meter Data Tables
consumption_operations | remote_service_action | customer_notification_sent | Customer Notification Sent | BOOLEAN |  |  |  | Indicates whether a customer notification (email, SMS, or postal mail) was sent prior to or following the remote service action, as required by regulatory or business policy. True if notification was sent. | State PUC General Orders
consumption_operations | remote_service_action | execution_timestamp | Execution Timestamp | TIMESTAMP |  |  |  | Date and time when the meter endpoint confirmed successful execution of the remote service action. Null if the action has not yet executed or failed before execution. | IEEE 1588 Precision Time Protocol
consumption_operations | remote_service_action | failure_reason_code | Failure Reason Code | STRING |  |  |  | Standardized code indicating the reason for command failure, if applicable. Examples include communication failure, meter offline, command rejected by meter, invalid command parameters, or security authentication failure. Null if the action succeeded. | ANSI C12.19 Meter Data Tables
consumption_operations | remote_service_action | failure_reason_description | Failure Reason Description | STRING |  |  |  | Human-readable description of the failure reason, providing additional context beyond the failure reason code. Used for troubleshooting and customer service inquiries. | Utility business process standard
consumption_operations | remote_service_action | firmware_version | Firmware Version | STRING |  |  |  | Version identifier of the firmware package deployed to the meter when the action type is firmware update. Null for non-firmware-update actions. | NERC CIP-007 System Security Management
consumption_operations | remote_service_action | initiating_process | Initiating Process | STRING |  |  |  | Name or identifier of the automated business process, workflow, or batch job that triggered the remote service action. Populated when the action was system-initiated rather than user-initiated. | Utility business process standard
consumption_operations | remote_service_action | initiating_system | Initiating System | STRING |  |  |  | Source system or application that originated the remote service action request. Customer Information System (CIS) for account-driven actions, Outage Management System (OMS) for restoration, Demand Response Management System (DRMS) for load control, or manual for operator-initiated commands. [ENUM-REF-CANDIDATE: cis¦billing¦field_ops¦oms¦mdms¦drms¦manual — 7 candidates stripped; promote to reference product] | IEC 61968 CIM Integration Architecture
consumption_operations | remote_service_action | initiating_user | Initiating User | STRING | confidential |  |  | Username or employee identifier of the person who authorized or triggered the remote service action. Null if the action was triggered by an automated process or system rule. | NERC CIP-007 System Security Management
consumption_operations | remote_service_action | last_updated_timestamp | Last Updated Timestamp | TIMESTAMP |  |  |  | Date and time when the remote service action record was last modified in the source system. Used for incremental data ingestion and change data capture workflows. | Data governance best practice
consumption_operations | remote_service_action | load_limit_duration_minutes | Load Limit Duration Minutes | INT |  |  |  | Duration in minutes for which the load limit is to remain in effect. Null if the load limit is indefinite or the action type is not load limit. | ANSI C12.22 Network Protocol
consumption_operations | remote_service_action | load_limit_kw | Load Limit Kilowatts (kW) | DECIMAL(10,3) |  |  |  | Maximum power demand limit in kilowatts (kW) applied to the meter when the action type is load limit. Used for demand response programs and customer payment plan enforcement. Null for non-load-limit actions. | ANSI C12.19 Meter Data Tables
consumption_operations | remote_service_action | moratorium_override_reason | Moratorium Override Reason | STRING |  |  |  | Justification or authorization code for overriding a disconnection moratorium or regulatory protection when executing a disconnect action. Required for audit and regulatory reporting when regulatory compliance flag is true. | State PUC General Orders
consumption_operations | remote_service_action | notification_timestamp | Notification Timestamp | TIMESTAMP |  |  |  | Date and time when the customer notification was sent. Null if no notification was sent or required. | Utility business process standard
consumption_operations | remote_service_action | priority_level | Priority Level | STRING |  | critical¦high¦normal¦low |  | Priority classification of the remote service action, determining queue position and retry behavior. Critical priority is used for safety disconnections and emergency load control; high priority for billing collections; normal for routine operations. | Utility business process standard
consumption_operations | remote_service_action | rate_schedule_code | Rate Schedule Code | STRING |  |  |  | Rate schedule or tariff code applicable to the service point at the time of the remote action. Used to ensure compliance with rate-specific service rules, such as Time-of-Use (TOU) or Critical Peak Pricing (CPP) program requirements. | FERC Electric Tariff Filing Standards
consumption_operations | remote_service_action | regulatory_compliance_flag | Regulatory Compliance Flag | BOOLEAN |  |  |  | Indicates whether the remote service action was subject to regulatory compliance review or override, such as disconnection moratorium periods, medical baseline protections, or Public Utility Commission (PUC) mandated customer protections. True if compliance rules were applied or overridden. | State PUC General Orders
consumption_operations | remote_service_action | remote_service_action_id | Remote Service Action ID | BIGINT |  |  |  | Unique identifier for the remote service action record. Primary key for this transactional log of remote commands issued to Advanced Metering Infrastructure (AMI) capable meters. | IEEE 2030.5 Smart Energy Profile | TRUE
consumption_operations | remote_service_action | response_time_seconds | Response Time Seconds | DECIMAL(10,3) |  |  |  | Elapsed time in seconds between command transmission and receipt of acknowledgment or execution confirmation from the meter endpoint. Used to measure network and meter performance. | IEEE 2030.5 Smart Energy Profile
consumption_operations | remote_service_action | result_status | Result Status | STRING |  | success¦failed¦pending¦timeout¦cancelled¦partial |  | Outcome status of the remote service action command. Success indicates the meter executed the command as requested; failed indicates the command could not be executed; pending indicates the command is queued or in progress; timeout indicates no response was received within the expected window; cancelled indicates the command was aborted before execution. | ANSI C12.22 Network Protocol
consumption_operations | remote_service_action | retry_count | Retry Count | INT |  |  |  | Number of times the head-end system attempted to execute the remote service action command after initial failure. Used to track communication reliability and meter responsiveness. | IEEE 2030.5 Smart Energy Profile
consumption_operations | remote_service_action | scheduled_execution_timestamp | Scheduled Execution Timestamp | TIMESTAMP |  |  |  | Date and time when the remote action was scheduled to execute at the meter. May differ from command timestamp if the action was queued for future execution. Null if the action was intended for immediate execution. | ANSI C12.22 Network Protocol
consumption_operations | remote_service_action | signal_strength_dbm | Signal Strength Decibel-Milliwatts (dBm) | DECIMAL(6,2) |  |  |  | Measured signal strength in decibel-milliwatts (dBm) of the communication link between the head-end system and the meter endpoint at the time of command transmission. Used to diagnose communication failures. | IEEE 802.15.4 Wireless Standard
consumption_operations | remote_service_action | source_record_reference | Source Record ID | STRING |  |  |  | Primary key or unique identifier of the remote service action record in the source operational system. Used for data lineage and reconciliation between the lakehouse and source systems. | Data governance best practice |  | TRUE | The column name contains 'source_record' — this is a polymorphic/generic reference to the originating record that triggered the remote service action (could be a move order, service request, etc.). This is an external/cross-reference identifier, not a typed FK. KEEP_AS_IS.
consumption_operations | remote_service_action | source_system | Source System | STRING |  |  |  | Name or identifier of the operational system of record that generated the remote service action log entry. Typically the Meter Data Management System (MDMS) such as Oracle Utilities MDMS or Itron Analytics. | IEC 61968 CIM Integration Architecture
consumption_operations | remote_service_action | work_order_number | Work Order Number | STRING |  |  |  | Reference to the field work order or service order that prompted the remote action, if applicable. Used to link remote commands to physical field activities such as move-in, move-out, or service restoration. | IEEE 1547 Interconnection Standard
consumption_operations | vee_event | bill_cycle_id | Billing Cycle ID | BIGINT |  |  | billing.bill_cycle.bill_cycle_id | Identifier of the billing cycle affected by this VEE event, if applicable. | Oracle CC&B Data Model
consumption_operations | vee_event | bill_dispute_id | Bill Dispute Id (Foreign Key) | BIGINT |  |  | billing.bill_dispute.bill_dispute_id | Foreign key linking to billing.bill_dispute. Business justification: VEE events (validation/estimation/editing) are primary evidence in billing disputes. Dispute investigation requires tracing to specific VEE corrections that affected billed amounts. Essential for disp | Internal - LLM Generated Cross-Domain Link
consumption_operations | vee_event | field_investigation_work_order_id | Field Investigation Work Order Id (Foreign Key) | BIGINT |  |  | asset.work_order.work_order_id | Foreign key linking to asset.work_order. Business justification: VEE exceptions with high variance or persistent validation failures trigger field investigations requiring formal work orders for meter testing, seal inspection, or CT/PT verification. Critical for da | Internal - LLM Generated Cross-Domain Link
consumption_operations | vee_event | meter_channel_id | Meter Channel Id (Foreign Key) | BIGINT |  |  | metering.meter_channel.meter_channel_id | Foreign key linking to metering.meter_channel. Business justification: VEE events validate/estimate/edit data for specific meter channels. The vee_event table currently has channel_number (INT) which is a denormalized reference. This should be normalized to a proper FK m | Internal - LLM Generated Cross-Domain Link
consumption_operations | vee_event | meter_id | Meter ID | BIGINT |  |  | metering.meter.meter_id | Identifier of the meter whose interval or register read data was subject to VEE processing. | Oracle Utilities MDMS Data Model
consumption_operations | vee_event | rate_case_id | Rate Case Id (Foreign Key) | BIGINT |  |  | regulatory.rate_case.rate_case_id | Foreign key linking to regulatory.rate_case. Business justification: VEE events during rate case test years require special audit trails for prudency reviews. Utilities must demonstrate data quality and estimation practices during test year periods. FK enables regulato | Internal - LLM Generated Cross-Domain Link
consumption_operations | vee_event | read_cycle_id | Read Cycle Id (Foreign Key) | BIGINT |  |  | metering.read_cycle.read_cycle_id | Foreign key linking to metering.read_cycle. Business justification: VEE (Validation, Estimation, Editing) processing is organized by read cycle - each cycle triggers VEE batch processing for all interval/register reads collected in that cycle. The read_cycle defines t | Internal - LLM Generated Cross-Domain Link
consumption_operations | vee_event | service_point_id | Service Point ID | BIGINT |  |  | distribution.service_point.service_point_id | Identifier of the service point associated with the meter at the time of the VEE event. | Oracle Utilities MDMS Data Model
consumption_operations | vee_event | vee_rule_set_id | Vee Rule Set Id (Foreign Key) | BIGINT |  |  | metering.vee_rule_set.vee_rule_set_id | Foreign key linking to metering.vee_rule_set. Business justification: Each VEE event is generated by applying a specific VEE rule set. Currently vee_event has vee_rule_code (string) which is a denormalized reference. The vee_rule_set entity is the authoritative source f | Internal - LLM Generated Cross-Domain Link
consumption_operations | vee_event | analyst_override_flag | Analyst Override Flag | BOOLEAN |  |  |  | Boolean flag indicating whether a human analyst manually overrode the automated VEE processing result. | Oracle Utilities MDMS Data Model
consumption_operations | vee_event | billing_impact_flag | Billing Impact Flag | BOOLEAN |  |  |  | Boolean flag indicating whether this VEE event resulted in a change to billable consumption or demand data. | FERC Uniform System of Accounts
consumption_operations | vee_event | comments | Comments | STRING |  |  |  | Free-text comments or notes related to the VEE event, used for additional context or audit trail documentation. | Oracle Utilities MDMS Data Model
consumption_operations | vee_event | corrected_value | Corrected Value | DECIMAL(18,4) |  |  |  | Corrected or estimated value after VEE processing. This is the value used for billing and reporting. | Oracle Utilities MDMS Data Model
consumption_operations | vee_event | created_timestamp | Created Timestamp | TIMESTAMP |  |  |  | Timestamp when the VEE event record was first created in the MDMS system. | Oracle Utilities MDMS Data Model
consumption_operations | vee_event | data_quality_score | Data Quality Score | DECIMAL(5,2) |  |  |  | Overall data quality score (0-100) for the read after VEE processing, used for MDMS data governance and quality monitoring. | Oracle Utilities MDMS Data Model
consumption_operations | vee_event | estimation_confidence_score | Estimation Confidence Score | DECIMAL(5,2) |  |  |  | Confidence score (0-100) indicating the reliability of the estimated value based on the estimation method and available data quality. | Oracle Utilities MDMS Data Model
consumption_operations | vee_event | estimation_method | Estimation Method | STRING |  |  |  | Algorithm or method used to estimate the corrected value (e.g., regression, weather-normalized, profile-based, historical average, similar day, linear interpolation, manual). [ENUM-REF-CANDIDATE: regression¦weather_normalized¦profile_based¦historical_average¦similar_day¦linear_interpolation¦manual¦none — 8 candidates stripped; promote to reference product] | Oracle Utilities MDMS VEE Configuration
consumption_operations | vee_event | interval_duration_minutes | Interval Duration Minutes | INT |  |  |  | Duration of the read interval in minutes (e.g., 15, 30, 60) for interval data, or null for register reads. | AMI Industry Standards
consumption_operations | vee_event | last_modified_timestamp | Last Modified Timestamp | TIMESTAMP |  |  |  | Timestamp when the VEE event record was last modified or updated. | Oracle Utilities MDMS Data Model
consumption_operations | vee_event | measurement_type | Measurement Type | STRING |  | consumption¦demand¦voltage¦power_factor¦var¦reactive_power |  | Type of measurement affected by the VEE event (e.g., consumption, demand, voltage, power factor). | IEEE 1377 Standard
consumption_operations | vee_event | original_raw_value | Original Raw Value | DECIMAL(18,4) |  |  |  | Original raw meter read value before VEE processing was applied. Null if no read was received. | Oracle Utilities MDMS Data Model
consumption_operations | vee_event | override_analyst_code | Override Analyst ID | STRING |  |  |  | User ID or employee identifier of the analyst who performed the manual override. | SOX Compliance Requirements |  | TRUE | Person/role column referencing the analyst who overrode a VEE exception. No workforce.employee or shared.actor table exists in the model. Consistent with other person/role references in this domain. KEEP_AS_IS as a workforce system reference.
consumption_operations | vee_event | override_justification | Override Justification | STRING |  |  |  | Free-text justification provided by the analyst for manually overriding the automated VEE result. Required when analyst_override_flag is true. | FERC Uniform System of Accounts
consumption_operations | vee_event | override_timestamp | Override Timestamp | TIMESTAMP |  |  |  | Timestamp when the analyst override was applied. | SOX Compliance Requirements
consumption_operations | vee_event | read_end_timestamp | Read End Timestamp | TIMESTAMP |  |  |  | End timestamp of the interval or register read period affected by the VEE event. | NERC CIP Standards
consumption_operations | vee_event | read_quality_code | Read Quality Code | STRING |  |  |  | Quality code assigned to the read after VEE processing, indicating the reliability level (e.g., actual, estimated, questionable, rejected). | ANSI C12.19 Standard
consumption_operations | vee_event | read_start_timestamp | Read Start Timestamp | TIMESTAMP |  |  |  | Start timestamp of the interval or register read period affected by the VEE event. | NERC CIP Standards
consumption_operations | vee_event | regulatory_reportable_flag | Regulatory Reportable Flag | BOOLEAN |  |  |  | Boolean flag indicating whether this VEE event must be included in regulatory reporting to PUC or FERC. | FERC Uniform System of Accounts
consumption_operations | vee_event | source_system | Source System | STRING |  | MDMS¦AMI_Head_End¦Manual_Entry¦SCADA¦Historian |  | Source system that provided the original raw read data (e.g., MDMS, AMI Head End, Manual Entry, SCADA, Historian). | Oracle Utilities MDMS Data Model
consumption_operations | vee_event | unit_of_measure | Unit of Measure | STRING |  |  |  | Unit of measure for the read value affected by the VEE event (e.g., kWh, MWh, kW, MW, MCF, Therm). [ENUM-REF-CANDIDATE: kWh¦MWh¦kW¦MW¦MCF¦Therm¦kVAR¦Volts — 8 candidates stripped; promote to reference product] | ANSI C12.19 Standard
consumption_operations | vee_event | validation_exception_code | Validation Exception Code | STRING |  |  |  | Code identifying the specific validation exception or data quality issue detected (e.g., spike, dropout, missing, negative, sum-check-fail, high-limit, low-limit). | Oracle Utilities MDMS VEE Configuration
consumption_operations | vee_event | validation_exception_description | Validation Exception Description | STRING |  |  |  | Detailed description of the validation exception or data quality issue that triggered the VEE event. | Oracle Utilities MDMS VEE Configuration
consumption_operations | vee_event | variance_amount | Variance Amount | DECIMAL(18,4) |  |  |  | Absolute difference between the original raw value and the corrected value (corrected_value - original_raw_value). | FERC Uniform System of Accounts
consumption_operations | vee_event | variance_percentage | Variance Percentage | DECIMAL(5,2) |  |  |  | Percentage variance between the original raw value and the corrected value, calculated as (variance_amount / original_raw_value) * 100. | FERC Uniform System of Accounts
consumption_operations | vee_event | vee_batch_reference | VEE Batch ID | STRING |  |  |  | Identifier of the VEE processing batch or job that generated this event, used for grouping and audit trail. | Oracle Utilities MDMS Data Model |  | TRUE | A VEE batch is a processing run identifier — similar to batch_id or run_id guidance. It identifies the batch execution of VEE rules, which is a system/processing concept, not a core business entity. Only one table references it. KEEP_AS_IS per batch/run processing identifier guidance.
consumption_operations | vee_event | vee_event_id | Validation Estimation and Editing (VEE) Event ID | BIGINT |  |  |  | Unique identifier for the VEE event record. Primary key for the VEE event transaction. | Oracle Utilities MDMS Data Model | TRUE
consumption_operations | vee_event | vee_event_number | VEE Event Number | STRING |  |  |  | Business-facing unique identifier or reference number for the VEE event, used for audit trail and regulatory reporting. | FERC Uniform System of Accounts
consumption_operations | vee_event | vee_processing_timestamp | VEE Processing Timestamp | TIMESTAMP |  |  |  | Timestamp when the VEE processing was executed and the event record was created. | Oracle Utilities MDMS Data Model
consumption_operations | vee_event | vee_rule_description | VEE Rule Description | STRING |  |  |  | Human-readable description of the VEE rule that was applied, explaining the validation or estimation logic. | Oracle Utilities MDMS VEE Configuration
consumption_operations | vee_event | vee_status | VEE Status | STRING |  | validated¦estimated¦edited¦rejected¦pending¦manual_review |  | Current status of the VEE event indicating the outcome of the validation, estimation, or editing process. | Oracle Utilities MDMS Data Model

## supply
subdomain | product | attribute | business_glossary_term | type | tags | value_regex | foreign_key_to | description | reference | is_primary_key | llm_fk_skip | llm_fk_skip_reason
inventory_operations | goods_issue | capex_project_id | Capital Expenditure (CAPEX) Project Identifier (ID) | BIGINT |  |  | finance.capex_project.capex_project_id | Foreign key reference to the CAPEX project that consumed this material. Used for capital project cost tracking and AFUDC calculations. | GAAP, FERC Uniform System of Accounts
inventory_operations | goods_issue | cost_center_id | Cost Center Id (Foreign Key) | BIGINT |  |  | finance.cost_center.cost_center_id | Foreign key linking to finance.cost_center. Business justification: Goods issues charge material costs from inventory to consuming cost centers. Core cost accounting process for tracking departmental material consumption, maintenance costs, and operational expenses in | Internal - LLM Generated Cross-Domain Link
inventory_operations | goods_issue | gl_account_id | Gl Account Id (Foreign Key) | BIGINT |  |  | finance.gl_account.gl_account_id | Foreign key linking to finance.gl_account. Business justification: Goods issues post to GL accounts for expense recognition or asset capitalization (CWIP). Required for proper FERC accounting treatment, distinguishing O&M expense from capital additions, and financial | Internal - LLM Generated Cross-Domain Link
inventory_operations | goods_issue | goods_receipt_id | Goods Receipt Id (Foreign Key) | BIGINT |  |  | supply.goods_receipt.goods_receipt_id | Foreign key linking to supply.goods_receipt. Business justification: Goods issues should trace back to the original goods receipt for batch/serial number traceability, FIFO/LIFO costing, and quality issue root cause analysis. This is critical for regulated utility mate | Internal - LLM Generated Cross-Domain Link
inventory_operations | goods_issue | issuing_employee_id | Issuing Employee Identifier (ID) | BIGINT | confidential,pii |  | workforce.employee.employee_id | Employee identifier of the person who issued the material, used for accountability and audit trail. | Internal HR System
inventory_operations | goods_issue | master_id | Asset Master Id (Foreign Key) | BIGINT |  |  | asset.master.master_id | Foreign key linking to asset.asset_master. Business justification: Issuing materials to capitalize an asset (vs. expensing to work order) requires proper asset linkage for FERC account classification, regulatory asset base tracking, and depreciation calculation. Util | Internal - LLM Generated Cross-Domain Link
inventory_operations | goods_issue | material_reservation_id | Material Reservation Identifier (ID) | BIGINT |  |  | supply.material_reservation.material_reservation_id | Foreign key reference to the material reservation record that committed this inventory for issuance. Links the goods issue to the upstream reservation. | SAP ERP Material Management
inventory_operations | goods_issue | meter_id | Meter Id (Foreign Key) | BIGINT |  |  | metering.meter.meter_id | Foreign key linking to metering.meter. Business justification: Tracks specific serialized meter issued from warehouse for field installation. Critical for asset lifecycle tracking, inventory reconciliation, and connecting supply chain to field operations. Utiliti | Internal - LLM Generated Cross-Domain Link
inventory_operations | goods_issue | primary_goods_material_master_id | Material Identifier (ID) | BIGINT |  |  | supply.material_master.material_master_id | Foreign key reference to the material master record identifying the specific material being issued from inventory. | SAP ERP Material Management
inventory_operations | goods_issue | reversal_goods_issue_id |  | BIGINT | self_ref_fk |  | supply.goods_issue.goods_issue_id | Self-referencing FK on goods_issue (reversal_goods_issue_id)
inventory_operations | goods_issue | warehouse_id | Warehouse Identifier (ID) | BIGINT |  |  | supply.warehouse.warehouse_id | Foreign key reference to the warehouse from which the material was issued. | SAP ERP Material Management
inventory_operations | goods_issue | work_order_id | Work Order Identifier (ID) | BIGINT |  |  | asset.work_order.work_order_id | Foreign key reference to the work order that consumed this material. Used for maintenance and operations cost tracking. | SAP ERP, Oracle WAM, IBM Maximo
inventory_operations | goods_issue | batch_number | Batch Number | STRING |  |  |  | Batch or lot number for traceable materials, enabling traceability for quality control, warranty claims, and regulatory compliance. | ISO 9001, NERC
inventory_operations | goods_issue | created_timestamp | Record Created Timestamp | TIMESTAMP |  |  |  | Timestamp when this goods issue record was first created in the system. | ISO 8601
inventory_operations | goods_issue | currency_code | Currency Code | STRING |  | USD¦CAD¦EUR¦GBP¦MXN |  | Three-letter ISO 4217 currency code for the valuation amount. | ISO 4217
inventory_operations | goods_issue | document_date | Document Date | DATE |  |  |  | The date on the physical goods issue document, which may differ from the posting date. Used for audit and reconciliation purposes. | SAP ERP Material Management
inventory_operations | goods_issue | fiscal_period | Fiscal Period | INT |  |  |  | The fiscal period (month) within the fiscal year when the goods issue was posted. | GAAP, FERC
inventory_operations | goods_issue | fiscal_year | Fiscal Year | INT |  |  |  | The fiscal year in which the goods issue was posted, used for financial period reporting and cost allocation. | GAAP, FERC
inventory_operations | goods_issue | gi_document_number | Goods Issue (GI) Document Number | STRING |  |  |  | The externally-known goods issue document number generated by the ERP system (SAP material document number). Used for audit trail and cross-system reconciliation. | SAP ERP Material Management
inventory_operations | goods_issue | goods_issue_id | Goods Issue Identifier (ID) | BIGINT |  |  |  | Unique identifier for the goods issue transaction. Primary key for the goods issue record. | ISO/IEC 11179 | TRUE
inventory_operations | goods_issue | issue_status | Goods Issue Status | STRING |  | posted¦reversed¦pending¦cancelled |  | Current lifecycle status of the goods issue transaction indicating whether it has been posted to inventory, reversed, pending approval, or cancelled. | SAP ERP Material Management
inventory_operations | goods_issue | issue_timestamp | Issue Timestamp | TIMESTAMP |  |  |  | The precise date and time when the material was physically issued from the warehouse or storage location. | ISO 8601
inventory_operations | goods_issue | issued_quantity | Issued Quantity | DECIMAL(18,3) |  |  |  | The quantity of material issued from inventory stock. This is the principal quantitative fact for the goods issue transaction. | ISO 80000-1
inventory_operations | goods_issue | issuing_person_name | Issuing Person Name | STRING | restricted,pii_identifier |  |  | Name of the warehouse clerk or storekeeper who physically issued the material from inventory. | Internal Warehouse Management
inventory_operations | goods_issue | last_modified_timestamp | Record Last Modified Timestamp | TIMESTAMP |  |  |  | Timestamp when this goods issue record was last modified or updated in the system. | ISO 8601
inventory_operations | goods_issue | movement_type | Movement Type Code | STRING |  | 261¦262¦201¦281 |  | SAP movement type code indicating the nature of the goods issue: 261 (goods issue for order), 262 (reversal of goods issue), 201 (goods issue for cost center), 281 (goods issue for network/project). | SAP ERP Material Management
inventory_operations | goods_issue | mutual_aid_reference | Mutual Aid Reference | STRING |  |  |  | Reference identifier for mutual aid agreements if this material was issued to support another utility during emergency response. | Utility Mutual Aid Agreements
inventory_operations | goods_issue | notes | Goods Issue Notes | STRING |  |  |  | Free-text notes or comments related to the goods issue transaction, capturing special handling instructions, exceptions, or additional context. | Internal Warehouse Management
inventory_operations | goods_issue | plant_code | Plant Code | STRING |  |  |  | The plant or facility code where the goods issue occurred. Used for multi-site inventory management and cost allocation. | SAP ERP Material Management
inventory_operations | goods_issue | posting_date | Posting Date | DATE |  |  |  | The date when the goods issue transaction was posted to the financial and inventory ledgers. This is the principal business event timestamp for inventory valuation and cost accounting. | GAAP, SAP ERP
inventory_operations | goods_issue | priority_code | Priority Code | STRING |  | emergency¦high¦normal¦low |  | Priority level of the goods issue request, used for expediting critical work orders or emergency restoration activities. | Internal Work Management
inventory_operations | goods_issue | receiving_cost_object_type | Receiving Cost Object Type | STRING |  | work_order¦capex_project¦cost_center¦asset |  | The type of cost object receiving the material: work order (maintenance), CAPEX project (capital construction), cost center (operational expense), or asset (capitalization). | SAP ERP, GAAP
inventory_operations | goods_issue | reversal_document_number | Reversal Document Number | STRING |  |  |  | The document number of the reversal transaction if this goods issue was reversed. Null if not reversed. | SAP ERP Material Management
inventory_operations | goods_issue | reversal_indicator | Reversal Indicator Flag | BOOLEAN |  |  |  | Boolean flag indicating whether this goods issue has been reversed (movement type 262). True if reversed, False otherwise. | SAP ERP Material Management
inventory_operations | goods_issue | reversal_reason_code | Reversal Reason Code | STRING |  |  |  | Code indicating the reason for reversing the goods issue (e.g., incorrect quantity, wrong material, data entry error). | SAP ERP Material Management
inventory_operations | goods_issue | serial_number | Serial Number | STRING |  |  |  | Serial number for individually tracked materials or equipment, enabling asset-level traceability. | ISO 9001
inventory_operations | goods_issue | storage_location_code | Storage Location Code | STRING |  |  |  | The specific storage location code within the warehouse from which the material was issued. | SAP ERP Material Management
inventory_operations | goods_issue | storm_event_reference | Storm Event Reference | STRING |  |  |  | Reference identifier for the storm or emergency event if this goods issue is related to storm restoration or emergency response activities. Critical for tracking storm restoration material consumption for regulatory cost recovery. | FERC, PUC Storm Cost Recovery
inventory_operations | goods_issue | three_way_match_completed_flag | Three-Way Match Completed Flag | BOOLEAN |  |  |  | Boolean flag indicating whether the three-way match (purchase order, goods receipt, goods issue) has been completed for this material consumption. Critical for procurement-to-pay cycle closure. | SAP ERP, SOX Compliance
inventory_operations | goods_issue | unit_of_measure | Unit of Measure (UOM) | STRING |  |  |  | The unit of measure for the issued quantity (e.g., EA for each, FT for feet, LB for pounds, GAL for gallons). | ISO 80000-1, UN/CEFACT
inventory_operations | goods_issue | valuation_amount | Valuation Amount | DECIMAL(18,2) |  |  |  | The total monetary value of the issued material calculated using standard cost or moving average price. This is the principal monetary fact for cost accounting. | GAAP, SAP ERP
inventory_operations | goods_issue | wbs_element | Work Breakdown Structure (WBS) Element | STRING |  |  |  | The WBS element or network activity to which the material cost is charged for project-based consumption (movement type 281). | PMBOK, SAP ERP
inventory_operations | goods_receipt | capex_project_id | Capital Expenditure (CAPEX) Project ID | BIGINT |  |  | finance.capex_project.capex_project_id | Reference to the CAPEX project if the goods receipt is for project-specific materials. Links to capital project tracking for T&D infrastructure upgrades, generation plant construction, or major asset installations. | SAP S/4HANA Project Systems
inventory_operations | goods_receipt | compliance_event_id | Compliance Event Id (Foreign Key) | BIGINT |  |  | regulatory.compliance_event.compliance_event_id | Foreign key linking to regulatory.compliance_event. Business justification: Hazmat and fuel receipts trigger environmental compliance tracking. Spills, quality violations, and storage incidents during receiving must be documented for EPA and state reporting. Links material mo | Internal - LLM Generated Cross-Domain Link
inventory_operations | goods_receipt | cost_center_id | Cost Center Id (Foreign Key) | BIGINT |  |  | finance.cost_center.cost_center_id | Foreign key linking to finance.cost_center. Business justification: Goods receipts charge actual material costs to cost centers for budget consumption tracking. Essential for converting PO encumbrances to actual expenses and tracking cost center spend against budget i | Internal - LLM Generated Cross-Domain Link
inventory_operations | goods_receipt | gl_account_id | Gl Account Id (Foreign Key) | BIGINT |  |  | finance.gl_account.gl_account_id | Foreign key linking to finance.gl_account. Business justification: Goods receipts post to GL accounts for inventory valuation (asset accounts) or direct expense recognition. Required for three-way match (PO-GR-Invoice), inventory accounting, and FERC plant accounting | Internal - LLM Generated Cross-Domain Link
inventory_operations | goods_receipt | master_id | Asset Master Id (Foreign Key) | BIGINT |  |  | asset.master.master_id | Foreign key linking to asset.asset_master. Business justification: Receiving capital equipment triggers asset capitalization, installation tracking, and in-service date determination for depreciation and rate base. Utilities must link goods receipts to asset records | Internal - LLM Generated Cross-Domain Link
inventory_operations | goods_receipt | material_master_id | Material ID | BIGINT |  |  | supply.material_master.material_master_id | Reference to the material master record for the item received. Links to the material catalog for T&D equipment, generation fuel, or O&M supplies. | SAP S/4HANA Materials Management
inventory_operations | goods_receipt | meter_id | Meter Id (Foreign Key) | BIGINT |  |  | metering.meter.meter_id | Foreign key linking to metering.meter. Business justification: Three-way match process: PO → goods receipt → meter installation. Utilities receive serialized meters into inventory and must track which specific meter was received against which PO. Critical for ass | Internal - LLM Generated Cross-Domain Link
inventory_operations | goods_receipt | po_line_item_id | Po Line Item Id (Foreign Key) | BIGINT |  |  | supply.po_line_item.po_line_item_id | Foreign key linking to supply.po_line_item. Business justification: Goods receipts are posted against specific PO line items, not just the header. Currently denormalized as po_line_item_number (INT). Adding po_line_item_id FK enables precise 3-way matching (PO line → | Internal - LLM Generated Cross-Domain Link
inventory_operations | goods_receipt | purchase_order_id | Purchase Order (PO) ID | BIGINT |  |  | supply.purchase_order.purchase_order_id | Reference to the purchase order against which this goods receipt is posted. Links to the originating procurement document. | SAP S/4HANA Materials Management
inventory_operations | goods_receipt | vendor_id | Vendor ID | BIGINT |  |  | supply.vendor.vendor_id | Reference to the vendor master record from whom the materials were received. Links to the supplier providing the goods. | SAP S/4HANA Materials Management
inventory_operations | goods_receipt | warehouse_id | Warehouse Id (Foreign Key) | BIGINT |  |  | supply.warehouse.warehouse_id | Foreign key linking to supply.warehouse. Business justification: Goods receipts are physically received at specific warehouses. Currently denormalized as storage_location_code and plant_code. Adding warehouse_id FK normalizes receiving location and enables warehous | Internal - LLM Generated Cross-Domain Link
inventory_operations | goods_receipt | work_order_id | Work Order ID | BIGINT |  |  | asset.work_order.work_order_id | Reference to the work order if the goods receipt is for maintenance or operational work. Links to asset management work order for O&M supplies or equipment repairs. | Oracle WAM or IBM Maximo
inventory_operations | goods_receipt | batch_number | Batch or Lot Number | STRING |  |  |  | Batch or lot number assigned to the received materials for traceability. Critical for materials requiring batch management such as chemicals, fuels, or serialized equipment. | SAP S/4HANA Materials Management
inventory_operations | goods_receipt | created_timestamp | Record Created Timestamp | TIMESTAMP |  |  |  | Timestamp when the goods receipt record was first created in the ERP system. Audit field for data lineage and record creation tracking. | SAP S/4HANA Materials Management
inventory_operations | goods_receipt | currency_code | Currency Code | STRING |  | '^[A-Z]{3}$ |  | Three-letter ISO 4217 currency code for the valuation amount. Typically USD for US-based utilities. | ISO 4217
inventory_operations | goods_receipt | delivery_completed_flag | Delivery Completed Flag | BOOLEAN |  |  |  | Indicates whether this goods receipt completes the delivery for the purchase order line item. True if no further deliveries are expected; false if partial delivery with more to come. | SAP S/4HANA Materials Management
inventory_operations | goods_receipt | delivery_note_number | Delivery Note Number | STRING |  |  |  | Delivery note or shipment document number provided by the vendor. Used to match physical delivery documentation with the goods receipt. | SAP S/4HANA Materials Management
inventory_operations | goods_receipt | document_date | Goods Receipt (GR) Document Date | DATE |  |  |  | Date on the goods receipt document itself, typically the date the physical receipt occurred. May differ from posting date if there is a delay in system entry. | SAP S/4HANA Materials Management
inventory_operations | goods_receipt | goods_receipt_id | Goods Receipt (GR) ID | BIGINT |  |  |  | Unique identifier for the goods receipt transaction. Primary key for the goods receipt record in the lakehouse silver layer. | SAP S/4HANA Materials Management | TRUE
inventory_operations | goods_receipt | gr_document_number | Goods Receipt (GR) Document Number | STRING |  | '^[A-Z0-9]{10}$ |  | Externally-known goods receipt document number generated by the ERP system. Used for cross-system reconciliation and audit trail. | SAP S/4HANA Materials Management
inventory_operations | goods_receipt | gr_status | Goods Receipt (GR) Status | STRING |  | posted¦pending_inspection¦inspection_complete¦reversed¦cancelled |  | Current lifecycle status of the goods receipt transaction. Posted indicates the GR is complete and inventory updated; pending inspection indicates quality hold; reversed indicates the GR was cancelled or corrected. | SAP S/4HANA Materials Management
inventory_operations | goods_receipt | inspection_outcome | Quality Inspection Outcome | STRING |  | accepted¦rejected¦partially_accepted¦pending¦not_applicable |  | Result of the quality inspection process. Accepted materials move to unrestricted stock; rejected materials are returned to vendor or scrapped; partially accepted materials are split between accepted and rejected quantities. | SAP S/4HANA Materials Management
inventory_operations | goods_receipt | last_modified_timestamp | Record Last Modified Timestamp | TIMESTAMP |  |  |  | Timestamp when the goods receipt record was last updated in the ERP system. Audit field for change tracking and data quality monitoring. | SAP S/4HANA Materials Management
inventory_operations | goods_receipt | movement_type | Inventory Movement Type | STRING |  | 101¦103¦105¦161¦501 |  | SAP movement type code indicating the nature of the goods receipt. Common types: 101 (GR to unrestricted stock), 103 (GR to blocked/quality inspection stock), 105 (release from quality inspection), 161 (return delivery to vendor), 501 (receipt without PO). | SAP S/4HANA Materials Management
inventory_operations | goods_receipt | notes | Goods Receipt (GR) Notes | STRING |  |  |  | Free-text notes or comments entered by receiving personnel regarding the goods receipt. May include observations about packaging condition, discrepancies, or special handling instructions. | SAP S/4HANA Materials Management
inventory_operations | goods_receipt | over_delivery_tolerance_exceeded_flag | Over-Delivery Tolerance Exceeded Flag | BOOLEAN |  |  |  | Indicates whether the received quantity exceeds the over-delivery tolerance defined in the purchase order. True if the receipt quantity is beyond acceptable limits and requires approval. | SAP S/4HANA Materials Management
inventory_operations | goods_receipt | packing_slip_reference | Vendor Packing Slip Reference | STRING |  |  |  | Vendor packing slip or bill of lading reference number. Provides traceability to the vendors shipping documentation. | SAP S/4HANA Materials Management
inventory_operations | goods_receipt | posting_date | Goods Receipt (GR) Posting Date | DATE |  |  |  | Date on which the goods receipt was posted in the ERP system. Determines the accounting period for inventory valuation and financial posting. | SAP S/4HANA Materials Management
inventory_operations | goods_receipt | quality_inspection_required_flag | Quality Inspection Required Flag | BOOLEAN |  |  |  | Indicates whether the received materials require quality inspection before being released to unrestricted stock. True if inspection is mandatory per material master or vendor agreement. | SAP S/4HANA Materials Management
inventory_operations | goods_receipt | received_quantity | Received Quantity | DECIMAL(18,3) |  |  |  | Quantity of material physically received and recorded in this goods receipt transaction. Used for inventory stock position update and three-way match. | SAP S/4HANA Materials Management
inventory_operations | goods_receipt | receiving_person_name | Receiving Person Name | STRING | restricted,pii_identifier |  |  | Name of the warehouse or storeroom personnel who physically received and verified the materials. Provides accountability for the receipt transaction. | SAP S/4HANA Materials Management
inventory_operations | goods_receipt | receiving_timestamp | Physical Receiving Timestamp | TIMESTAMP |  |  |  | Timestamp when the materials were physically received at the storage location. Captures the actual receipt event time for logistics and supply chain analytics. | SAP S/4HANA Materials Management
inventory_operations | goods_receipt | reversal_document_number | Reversal Document Number | STRING |  |  |  | Document number of the reversal transaction if this goods receipt was reversed. Links to the correcting GR document for audit trail. | SAP S/4HANA Materials Management
inventory_operations | goods_receipt | reversal_indicator | Goods Receipt (GR) Reversal Indicator | BOOLEAN |  |  |  | Indicates whether this goods receipt has been reversed or cancelled. True if the GR was subsequently reversed due to error, return to vendor, or other correction. | SAP S/4HANA Materials Management
inventory_operations | goods_receipt | serial_number | Serial Number | STRING |  |  |  | Serial number for individually tracked equipment or materials. Used for high-value assets such as transformers, meters, or specialized T&D equipment requiring unique identification. | SAP S/4HANA Materials Management
inventory_operations | goods_receipt | stock_type | Stock Type | STRING |  | unrestricted¦blocked¦quality_inspection¦restricted |  | Classification of the stock status after goods receipt. Unrestricted stock is available for use; blocked stock is held pending inspection or resolution; quality inspection stock is under testing; restricted stock has usage limitations. | SAP S/4HANA Materials Management
inventory_operations | goods_receipt | under_delivery_tolerance_exceeded_flag | Under-Delivery Tolerance Exceeded Flag | BOOLEAN |  |  |  | Indicates whether the received quantity is below the under-delivery tolerance defined in the purchase order. True if the receipt quantity is insufficient and requires follow-up. | SAP S/4HANA Materials Management
inventory_operations | goods_receipt | unit_of_measure | Unit of Measure (UOM) | STRING |  |  |  | Unit of measure for the received quantity. Common utility units include EA (each), FT (feet), M (meters), KG (kilograms), GAL (gallons), TON (tons), MCF (thousand cubic feet), THERM (heat energy unit), KWH (kilowatt-hour), MWH (megawatt-hour). [ENUM-REF-CANDIDATE: EA¦FT¦M¦KG¦LB¦GAL¦L¦TON¦MCF¦THERM¦KWH¦MWH — 12 candidates stripped; promote to reference product] | SAP S/4HANA Materials Management
inventory_operations | goods_receipt | valuation_amount | Goods Receipt Valuation Amount | DECIMAL(18,2) |  |  |  | Total valuation amount for the goods receipt in the local currency. Calculated as received quantity multiplied by the material price from the purchase order. Posted to inventory and accounts payable. | SAP S/4HANA Materials Management
inventory_operations | inventory_stock | material_master_id | Material ID | BIGINT |  |  | supply.material_master.material_master_id | Reference to the material master record. Links to the material_master product to identify the specific material (spare part, equipment, fuel, consumable) held in inventory. | SAP S/4HANA MM MARA/MARC
inventory_operations | inventory_stock | warehouse_id | Warehouse ID | BIGINT |  |  | supply.warehouse.warehouse_id | Reference to the warehouse or storage location where the material is physically held. Links to the warehouse product to identify the facility (central warehouse, field storeroom, generation plant stores). | SAP S/4HANA MM T001L/T001W
inventory_operations | inventory_stock | abc_classification | ABC Classification | STRING |  | A¦B¦C¦X |  | ABC inventory classification based on consumption value or criticality. A = high-value/high-turnover items requiring tight control; B = moderate-value items; C = low-value/low-turnover items; X = unclassified or new materials. Used for cycle count frequency and inventory management strategy. | SAP S/4HANA MM MARC-ABCIN / inventory management best practices
inventory_operations | inventory_stock | blocked_stock_quantity | Blocked Stock Quantity | DECIMAL(18,3) |  |  |  | Quantity of material blocked from use due to quality issues, damage, obsolescence, or regulatory hold. Material in this status cannot be issued and may require disposition (scrap, return to vendor, rework). | SAP S/4HANA MM MARD-SPEME
inventory_operations | inventory_stock | consignment_stock_quantity | Consignment Stock Quantity | DECIMAL(18,3) |  |  |  | Quantity of material held on consignment from a vendor. Material is physically at the utility location but remains vendor-owned until consumed. Common for high-value spare parts and generation fuel. | SAP S/4HANA MM MSKA-KALAB
inventory_operations | inventory_stock | created_timestamp | Created Timestamp | TIMESTAMP |  |  |  | Timestamp when this inventory stock position record was first created in the system. Typically corresponds to the first goods receipt at this storage location for this material. | SAP S/4HANA MM system timestamp
inventory_operations | inventory_stock | expiration_date | Expiration Date | DATE |  |  |  | Expiration or shelf-life end date for perishable or time-sensitive materials (chemicals, lubricants, safety equipment, medical supplies). Material should not be issued after this date. Null for non-perishable materials. | SAP S/4HANA MM MCHA-VFDAT
inventory_operations | inventory_stock | in_transit_stock_quantity | In-Transit Stock Quantity | DECIMAL(18,3) |  |  |  | Quantity of material currently in transit between storage locations or from vendor to warehouse. Material in this status is owned but not yet physically available at the destination location. Tracked via stock transfer orders. | SAP S/4HANA MM MSEG-MENGE (in-transit)
inventory_operations | inventory_stock | inventory_stock_id | Inventory Stock ID | BIGINT |  |  |  | Unique identifier for the inventory stock position record. Primary key for the inventory_stock product. | SAP S/4HANA MM Material Management | TRUE
inventory_operations | inventory_stock | issued_quantity | Issued Quantity | DECIMAL(18,3) |  |  |  | Cumulative quantity of material issued from this stock position during the current period. Backed by goods_issue transactions. Used for consumption tracking and inventory turnover analysis. | SAP S/4HANA MM MSEG-MENGE (goods issue)
inventory_operations | inventory_stock | last_goods_issue_date | Last Goods Issue Date | DATE |  |  |  | Date of the most recent goods issue transaction that decreased stock at this location. Used for inventory turnover analysis and obsolescence detection. | SAP S/4HANA MM MKPF-BUDAT
inventory_operations | inventory_stock | last_goods_receipt_date | Last Goods Receipt Date | DATE |  |  |  | Date of the most recent goods receipt transaction that increased stock at this location. Used for inventory aging analysis and slow-moving stock identification. | SAP S/4HANA MM MKPF-BUDAT
inventory_operations | inventory_stock | last_physical_inventory_count_date | Last Physical Inventory Count Date | DATE |  |  |  | Date of the most recent physical inventory count (cycle count or annual inventory) performed for this material at this location. Used for inventory accuracy tracking and audit compliance. Regulatory requirements may mandate minimum count frequency. | SAP S/4HANA MM ISEG-BUDAT / SOX inventory controls
inventory_operations | inventory_stock | last_updated_timestamp | Last Updated Timestamp | TIMESTAMP |  |  |  | Timestamp of the most recent update to this inventory stock position record. Updated by goods receipt, goods issue, stock transfer, physical inventory, or reservation transactions. Used for data freshness validation and change tracking. | SAP S/4HANA MM system timestamp
inventory_operations | inventory_stock | lot_number | Lot Number | STRING |  | '^[A-Z0-9-]{1,20}$ |  | Manufacturer or vendor lot/batch number for lot-managed materials. Used for traceability, quality control, and recall management. Critical for generation fuel, chemicals, and safety equipment. May be null for non-lot-managed materials. | SAP S/4HANA MM MCHA-CHARG
inventory_operations | inventory_stock | maximum_stock_level | Maximum Stock Level | DECIMAL(18,3) |  |  |  | Maximum stock quantity threshold for this material at this location. Used to prevent overstocking and optimize working capital. Replenishment orders target this level. Breach indicates potential excess inventory. | SAP S/4HANA MM MARC-MABST
inventory_operations | inventory_stock | moving_average_cost_per_unit | Moving Average Cost Per Unit | DECIMAL(18,4) | confidential |  |  | Moving average cost per unit of measure for this material. Recalculated with each goods receipt based on actual purchase prices. Used for inventory valuation when moving average costing method is applied. Confidential business financial data. | SAP S/4HANA MM MBEW-VERPR / GAAP inventory valuation
inventory_operations | inventory_stock | mrp_controller | Material Requirements Planning (MRP) Controller | STRING |  | '^[A-Z0-9]{3}$ |  | Three-character code identifying the MRP controller or inventory planner responsible for managing replenishment and stock levels for this material. Used for workload distribution and accountability. | SAP S/4HANA MM MARC-DISPO
inventory_operations | inventory_stock | physical_inventory_variance_quantity | Physical Inventory Variance Quantity | DECIMAL(18,3) |  |  |  | Quantity difference between system book stock and physical count from the last inventory count. Positive values indicate physical surplus; negative values indicate shortage. Used for inventory accuracy metrics and shrinkage analysis. | SAP S/4HANA MM ISEG-MENGE (variance)
inventory_operations | inventory_stock | plant_code | Plant Code | STRING |  | '^[A-Z0-9]{4}$ |  | Four-character code identifying the utility plant or operational facility to which this inventory stock position belongs (generation plant, service center, operations hub). | SAP S/4HANA MM T001W-WERKS
inventory_operations | inventory_stock | procurement_type | Procurement Type | STRING |  | external¦internal¦both |  | Indicates how this material is procured. External = purchased from vendors; internal = manufactured or transferred from other plants; both = can be procured either way. Drives replenishment logic. | SAP S/4HANA MM MARC-BESKZ
inventory_operations | inventory_stock | quality_inspection_stock_quantity | Quality Inspection Stock Quantity | DECIMAL(18,3) |  |  |  | Quantity of material currently held in quality inspection status. Material in this status cannot be issued until quality control approval is received. Common for critical spare parts and generation fuel deliveries. | SAP S/4HANA MM MARD-INSME
inventory_operations | inventory_stock | reorder_point | Reorder Point | DECIMAL(18,3) |  |  |  | Minimum stock level threshold that triggers automatic replenishment. When unrestricted stock falls below this level, a purchase requisition or stock transfer request is generated. Set based on lead time and consumption rate. | SAP S/4HANA MM MARC-MINBE
inventory_operations | inventory_stock | reorder_point_breach_flag | Reorder Point Breach Flag | BOOLEAN |  |  |  | Boolean indicator that the current unrestricted stock quantity has fallen below the reorder point threshold. True indicates replenishment action is required. Used for inventory exception reporting and automated procurement triggers. | SAP S/4HANA MM inventory management logic
inventory_operations | inventory_stock | reserved_quantity | Reserved Quantity | DECIMAL(18,3) |  |  |  | Quantity of material reserved for specific work orders, CAPEX projects, or planned maintenance activities. Reserved stock is committed but not yet issued. Backed by material_reservation transactions. | SAP S/4HANA MM RESB-BDMNG
inventory_operations | inventory_stock | safety_stock | Safety Stock | DECIMAL(18,3) |  |  |  | Minimum buffer stock level maintained to protect against demand variability and supply disruptions. Safety stock is not intended for normal consumption and breach indicates critical shortage risk. Critical for storm restoration materials and generation spare parts. | SAP S/4HANA MM MARC-EISBE
inventory_operations | inventory_stock | safety_stock_breach_flag | Safety Stock Breach Flag | BOOLEAN |  |  |  | Boolean indicator that the current unrestricted stock quantity has fallen below the safety stock threshold. True indicates critical shortage condition requiring immediate attention. Triggers escalated replenishment and potential emergency procurement. | SAP S/4HANA MM inventory management logic
inventory_operations | inventory_stock | special_stock_indicator | Special Stock Indicator | STRING |  |  |  | Indicator for special stock types that require separate tracking. Project = stock allocated to specific CAPEX projects; sales_order = stock for specific customer orders; consignment = vendor-owned stock; returnable_packaging = containers/pallets; pipeline = in-transit between locations; subcontractor = stock at contractor site; none = standard stock. [ENUM-REF-CANDIDATE: project¦sales_order¦consignment¦returnable_packaging¦pipeline¦subcontractor¦none — 7 candidates stripped; promote to reference product] | SAP S/4HANA MM MSEG-SOBKZ
inventory_operations | inventory_stock | standard_cost_per_unit | Standard Cost Per Unit | DECIMAL(18,4) | confidential |  |  | Standard cost per unit of measure for this material. Used for inventory valuation when standard costing method is applied. Represents the planned or budgeted cost per unit. Confidential business financial data. | SAP S/4HANA MM MBEW-STPRS / GAAP inventory valuation
inventory_operations | inventory_stock | stock_determination_group | Stock Determination Group | STRING |  | '^[A-Z0-9]{4}$ |  | Four-character code used for automatic stock determination logic in goods issue processes. Groups materials with similar characteristics for automated picking and allocation rules. | SAP S/4HANA MM MARA-MATKL
inventory_operations | inventory_stock | stock_status | Stock Status | STRING |  | available¦low_stock¦out_of_stock¦excess¦obsolete¦inactive |  | Current operational status of the stock position. Available = normal stock levels; low_stock = below reorder point; out_of_stock = zero unrestricted quantity; excess = above maximum level; obsolete = material no longer used; inactive = location no longer stocking this material. | SAP S/4HANA MM inventory management logic
inventory_operations | inventory_stock | stock_type | Stock Type | STRING |  | own¦consignment¦returnable_packaging¦project |  | High-level categorization of stock ownership and purpose. Own = utility-owned unrestricted stock; consignment = vendor-owned stock at utility location; returnable_packaging = containers requiring return; project = stock allocated to specific projects. | SAP S/4HANA MM MSKU-INSMK
inventory_operations | inventory_stock | storage_location_code | Storage Location Code | STRING |  | '^[A-Z0-9]{4}$ |  | Four-character alphanumeric code identifying the specific storage location within the warehouse (e.g., bin, aisle, zone). Used for physical inventory management and picking operations. | SAP S/4HANA MM MARD-LGORT
inventory_operations | inventory_stock | total_inventory_valuation_amount | Total Inventory Valuation Amount | DECIMAL(18,2) | confidential |  |  | Total monetary value of the unrestricted stock quantity at this location, calculated as unrestricted_stock_quantity multiplied by the applicable cost per unit (standard or moving average). Used for balance sheet reporting and working capital analysis. Confidential business financial data. | SAP S/4HANA MM MBEW-SALK3 / GAAP inventory valuation
inventory_operations | inventory_stock | unit_of_measure | Unit of Measure (UOM) | STRING |  | '^[A-Z]{2,3}$ |  | Base unit of measure for all quantity fields in this stock position record (e.g., EA for each, FT for feet, GAL for gallons, TON for tons). Aligns with the material master base UOM. | ISO 80000 / SAP S/4HANA MM T006-MSEHI
inventory_operations | inventory_stock | unrestricted_stock_quantity | Unrestricted Stock Quantity | DECIMAL(18,3) |  |  |  | Quantity of material available for unrestricted use and issue. This is the freely available stock that can be issued to work orders, projects, or consumption without restrictions. Measured in the material base unit of measure (UOM). | SAP S/4HANA MM MARD-LABST
inventory_operations | inventory_stock | valuation_currency_code | Valuation Currency Code | STRING |  | '^[A-Z]{3}$ |  | Three-letter ISO 4217 currency code for all monetary amounts in this record (standard cost, moving average cost, total valuation). Typically USD for US-based utilities. | ISO 4217
inventory_operations | material_master | compliance_obligation_id | Compliance Obligation Id (Foreign Key) | BIGINT |  |  | regulatory.compliance_obligation.compliance_obligation_id | Foreign key linking to regulatory.compliance_obligation. Business justification: Hazmat materials have specific regulatory obligations for storage, handling, labeling, and reporting under EPA and OSHA regulations. Material master records must reference applicable compliance obliga | Internal - LLM Generated Cross-Domain Link
inventory_operations | material_master | abc_classification | ABC Classification | STRING |  | A¦B¦C |  | Inventory management classification based on consumption value and criticality. A-items are high-value/high-usage; C-items are low-value/low-usage. Used for cycle counting and reorder prioritization. | SAP MM Material Master (MARC-ABCIN)
inventory_operations | material_master | base_unit_of_measure | Base Unit of Measure (UOM) | STRING |  | '^[A-Z]{2,3}$ |  | Primary unit of measure for inventory and procurement transactions. Examples: EA (each), FT (feet), LB (pounds), GAL (gallons), TON (tons), KWH (kilowatt-hours), MCF (thousand cubic feet). | SAP MM Material Master (MARA-MEINS), ISO 80000
inventory_operations | material_master | batch_managed_indicator | Batch Managed Indicator | BOOLEAN |  |  |  | Flag indicating whether the material requires batch-level tracking for quality control, traceability, and expiration management. | SAP MM Material Master (MARA-XCHPF)
inventory_operations | material_master | created_date | Material Master Created Date | DATE |  |  |  | Date when the material master record was first created in the system. | SAP MM Material Master (MARA-ERSDA)
inventory_operations | material_master | deletion_indicator | Deletion Indicator | BOOLEAN |  |  |  | Flag marking the material for deletion. Materials flagged for deletion cannot be used in new transactions but remain for historical reporting. | SAP MM Material Master (MARA-LVORM)
inventory_operations | material_master | environmental_compliance_flag | Environmental Compliance Flag | BOOLEAN |  |  |  | Indicates whether the material meets environmental regulations and sustainability standards (e.g., RoHS, REACH, EPA requirements). | EPA Toxic Substances Control Act (TSCA), EU REACH Regulation
inventory_operations | material_master | gross_weight | Gross Weight | DECIMAL(18,3) |  |  |  | Total weight of the material including packaging. Used for transportation planning and freight cost calculation. | SAP MM Material Master (MARA-BRGEW)
inventory_operations | material_master | hazmat_class | Hazardous Material (HAZMAT) Class | STRING |  |  |  | Department of Transportation hazard class for hazardous materials (e.g., Class 3 Flammable Liquids, Class 2 Gases). Null for non-hazardous materials. | PHMSA Hazardous Materials Regulations (49 CFR Part 173)
inventory_operations | material_master | hazmat_indicator | Hazardous Material (HAZMAT) Indicator | BOOLEAN |  |  |  | Flag indicating whether the material is classified as hazardous and requires special handling, storage, and transportation procedures per OSHA and PHMSA regulations. | OSHA Hazard Communication Standard (29 CFR 1910.1200), PHMSA Hazardous Materials Regulations (49 CFR)
inventory_operations | material_master | last_modified_date | Material Master Last Modified Date | DATE |  |  |  | Date when the material master record was last updated. Used for data governance and change tracking. | SAP MM Material Master (MARA-LAEDA)
inventory_operations | material_master | long_description | Material Long Description | STRING |  |  |  | Extended technical description providing detailed specifications, usage instructions, or technical characteristics of the material. | SAP MM Material Master (MARA)
inventory_operations | material_master | manufacturer_name | Manufacturer Name | STRING |  |  |  | Name of the original equipment manufacturer or producer of the material. | SAP MM Material Master (MARA-MFRNR)
inventory_operations | material_master | manufacturer_part_number | Manufacturer Part Number (MPN) | STRING |  |  |  | Original equipment manufacturer part number used for cross-referencing, warranty claims, and technical support. | SAP MM Material Master (MARA-MFRPN)
inventory_operations | material_master | material_description | Material Description | STRING |  |  |  | Short textual description of the material, equipment, or spare part. Used for display in purchase orders, work orders, and inventory transactions. | SAP MM Material Master (MARA-MAKTX)
inventory_operations | material_master | material_group | Material Group | STRING |  |  |  | Hierarchical grouping code used for procurement analytics, vendor assignment, and inventory segmentation. Examples include transformers, cables, meters, coal, natural gas, safety equipment. | SAP MM Material Master (MARA-MATKL)
inventory_operations | material_master | material_master_id | Material Master ID | BIGINT |  |  |  | Unique identifier for the material master record. Primary key for the material catalog. | SAP MM Material Master (MARA) | TRUE
inventory_operations | material_master | material_number | Material Number | STRING |  | '^[A-Z0-9]{8,18}$ |  | Externally-known unique material identifier used across procurement, inventory, and work management systems. Aligns with SAP material number or equivalent ERP material code. | SAP MM Material Master (MARA-MATNR)
inventory_operations | material_master | material_status | Material Status | STRING |  | active¦inactive¦obsolete¦pending_approval¦restricted |  | Current lifecycle status of the material in the catalog. Active materials are available for procurement; obsolete materials are phased out; restricted materials require special authorization. | SAP MM Material Master (MARA-MSTAE)
inventory_operations | material_master | material_type | Material Type | STRING |  |  |  | High-level classification of the material distinguishing between raw materials, spare parts, equipment, consumables, fuel, services, and trading goods. [ENUM-REF-CANDIDATE: raw_material¦spare_part¦equipment¦consumable¦fuel¦service¦trading_good — 7 candidates stripped; promote to reference product] | SAP MM Material Master (MARA-MTART)
inventory_operations | material_master | maximum_stock_level | Maximum Stock Level | DECIMAL(18,3) |  |  |  | Upper inventory limit used to prevent overstocking and optimize warehouse space utilization. | SAP MM Material Master (MARC-MABST)
inventory_operations | material_master | moving_average_price | Moving Average Price (MAP) | DECIMAL(18,4) | confidential |  |  | Weighted average cost per unit recalculated with each goods receipt. Used for materials valued at moving average price. | SAP MM Material Master (MBEW-VERPR), GAAP ASC 330
inventory_operations | material_master | mrp_type | Material Requirements Planning (MRP) Type | STRING |  |  |  | Planning strategy code defining how the material is replenished (e.g., reorder point planning, forecast-based planning, consumption-based planning). | SAP MM Material Master (MARC-DISMM)
inventory_operations | material_master | net_weight | Net Weight | DECIMAL(18,3) |  |  |  | Weight of the material excluding packaging. Used for technical specifications and load calculations. | SAP MM Material Master (MARA-NTGEW)
inventory_operations | material_master | planned_delivery_time_days | Planned Delivery Time (Days) | INT |  |  |  | Expected lead time in days from purchase order creation to goods receipt. Used for MRP planning and project material scheduling. | SAP MM Material Master (MARC-PLIFZ)
inventory_operations | material_master | plant_specific_status | Plant-Specific Material Status | STRING |  |  |  | Material status at the plant or warehouse level, allowing different availability across locations (e.g., active at one plant, restricted at another). | SAP MM Material Master (MARC-MMSTA)
inventory_operations | material_master | price_control_indicator | Price Control Indicator | STRING |  | standard¦moving_average |  | Defines the valuation method for the material: standard cost or moving average price. | SAP MM Material Master (MBEW-VPRSV)
inventory_operations | material_master | procurement_type | Procurement Type | STRING |  | external¦internal¦both |  | Indicates whether the material is procured externally from vendors, produced/transferred internally, or both. | SAP MM Material Master (MARC-BESKZ)
inventory_operations | material_master | purchase_unit_of_measure | Purchase Unit of Measure (UOM) | STRING |  | '^[A-Z]{2,3}$ |  | Unit of measure used for procurement and purchase order creation. May differ from base UOM when materials are purchased in bulk (e.g., purchased by pallet but stocked by each). | SAP MM Material Master (MARC-BSTME)
inventory_operations | material_master | purchasing_group | Purchasing Group | STRING |  |  |  | Buyer or procurement team responsible for sourcing this material. Used for workload distribution and vendor relationship management. | SAP MM Material Master (MARC-EKGRP)
inventory_operations | material_master | reorder_point | Reorder Point | DECIMAL(18,3) |  |  |  | Inventory level threshold that triggers automatic replenishment. When stock falls below this level, a purchase requisition is generated. | SAP MM Material Master (MARC-MINBE)
inventory_operations | material_master | safety_stock_level | Safety Stock Level | DECIMAL(18,3) |  |  |  | Minimum inventory buffer maintained to protect against demand variability and supply disruptions. Critical for storm restoration and emergency response materials. | SAP MM Material Master (MARC-EISBE)
inventory_operations | material_master | serial_number_profile | Serial Number Profile | STRING |  |  |  | Configuration code defining serial number management requirements. Used for high-value equipment and assets requiring individual tracking. | SAP MM Material Master (MARC-SERNP)
inventory_operations | material_master | shelf_life_days | Shelf Life (Days) | INT |  |  |  | Maximum storage duration in days before the material expires or degrades. Critical for chemicals, lubricants, and perishable materials. | SAP MM Material Master (MARA-MHDHB)
inventory_operations | material_master | standard_cost | Standard Cost | DECIMAL(18,4) | confidential |  |  | Standard unit cost used for inventory valuation, project costing, and financial reporting. Updated periodically through cost roll-up processes. | SAP MM Material Master (MBEW-STPRS), GAAP ASC 330
inventory_operations | material_master | storage_class | Storage Class | STRING |  |  |  | Warehouse storage classification defining storage conditions and location requirements (e.g., indoor, outdoor, climate-controlled, hazmat-certified). | SAP MM Material Master (MARC-LGPBE)
inventory_operations | material_master | unspsc_code | United Nations Standard Products and Services Code (UNSPSC) | STRING |  | '^[0-9]{8}$ |  | Eight-digit commodity classification code used for spend analytics, supplier discovery, and regulatory reporting. Aligns with global procurement standards. | UNSPSC v23.0801
inventory_operations | material_master | valuation_class | Valuation Class | STRING |  |  |  | Accounting classification code that determines the general ledger accounts for inventory postings (e.g., raw materials, spare parts, fuel inventory). | SAP MM Material Master (MBEW-BKLAS)
inventory_operations | material_master | volume | Volume | DECIMAL(18,3) |  |  |  | Physical volume of the material used for warehouse space planning and transportation optimization. | SAP MM Material Master (MARA-VOLUM)
inventory_operations | material_master | volume_unit | Volume Unit of Measure | STRING |  | '^[A-Z]{2,3}$ |  | Unit of measure for volume (e.g., CFT for cubic feet, M3 for cubic meters, GAL for gallons). | SAP MM Material Master (MARA-VOLEH), ISO 80000
inventory_operations | material_master | weight_unit | Weight Unit of Measure | STRING |  | '^[A-Z]{2,3}$ |  | Unit of measure for weight fields (e.g., LB for pounds, KG for kilograms, TON for tons). | SAP MM Material Master (MARA-GEWEI), ISO 80000
inventory_operations | material_reservation | capex_project_id | Capital Expenditure (CAPEX) Project Identifier (ID) | BIGINT |  |  | finance.capex_project.capex_project_id | Reference to the Capital Expenditure (CAPEX) project for which materials are being reserved. Links to the project master record for Transmission and Distribution (T&D) construction, generation plant upgrades, or other capital investment initiatives. | Project Management Institute (PMI) PMBOK
inventory_operations | material_reservation | material_master_id | Material Identifier (ID) | BIGINT |  |  | supply.material_master.material_master_id | Reference to the material master record being reserved. Links to the specific material, equipment, spare part, or supply item from inventory that is being allocated for future use. | SAP Materials Management (MM) Module
inventory_operations | material_reservation | purchase_requisition_id | Purchase Requisition Id (Foreign Key) | BIGINT |  |  | supply.purchase_requisition.purchase_requisition_id | Foreign key linking to supply.purchase_requisition. Business justification: Material reservations can be created directly from purchase requisitions before PO conversion (e.g., emergency work orders reserve materials while procurement is in progress). This links the reservati | Internal - LLM Generated Cross-Domain Link
inventory_operations | material_reservation | requester_employee_id | Requester Employee Identifier (ID) | BIGINT | confidential,pii |  | workforce.employee.employee_id | Employee identifier for the person who created the material reservation. Links to the human resources system (SuccessFactors or Workday) for organizational hierarchy and authorization validation. | ISO/IEC 27001 Information Security
inventory_operations | material_reservation | superseded_material_reservation_id |  | BIGINT | self_ref_fk |  | supply.material_reservation.material_reservation_id | Self-referencing FK on material_reservation (superseded_material_reservation_id)
inventory_operations | material_reservation | warehouse_id | Warehouse Identifier (ID) | BIGINT |  |  | supply.warehouse.warehouse_id | Reference to the warehouse master record where the reserved material is physically stored. Links to the warehouse entity for detailed facility information, capacity, and operational attributes. | ISO 28000 Supply Chain Security
inventory_operations | material_reservation | work_order_id | Work Order Identifier (ID) | BIGINT |  |  | asset.work_order.work_order_id | Reference to the work order for which materials are being reserved. Links to the Enterprise Asset Management (EAM) work order record in Oracle WAM or IBM Maximo that defines the maintenance or operational task requiring these materials. | ISO 55000 Asset Management
inventory_operations | material_reservation | batch_number | Batch Number | STRING |  |  |  | Manufacturer batch or lot number for batch-managed materials. Enables traceability for quality control, warranty claims, and regulatory compliance, particularly for critical spare parts, hazardous materials, and generation plant components. | ISO 9001 Quality Management
inventory_operations | material_reservation | closed_date | Closed Date | DATE |  |  |  | Date when the material reservation was closed and removed from active planning. Set when the reservation status transitions to fully issued or cancelled, marking the end of the reservations operational lifecycle. | SAP Materials Management (MM) Module
inventory_operations | material_reservation | cost_center_code | Cost Center Code | STRING |  |  |  | Financial accounting code identifying the organizational unit or functional area responsible for the costs associated with this material reservation. Used for Operations and Maintenance (O&M) expense allocation and Operating Expenditure (OPEX) tracking when materials are not charged to a Capital Expenditure (CAPEX) project. | Generally Accepted Accounting Principles (GAAP)
inventory_operations | material_reservation | created_timestamp | Created Timestamp | TIMESTAMP |  |  |  | Date and time when the material reservation record was first created in the Enterprise Resource Planning (ERP) system. Audit timestamp capturing the initial transaction event in ISO 8601 format (yyyy-MM-ddTHH:mm:ss.SSSXXX). | ISO 8601 Date and Time Format
inventory_operations | material_reservation | currency_code | Currency Code | STRING |  |  |  | Three-letter ISO 4217 currency code for the valuation amount. Typically USD for United States-based utility operations, but may vary for international subsidiaries or cross-border procurement. | ISO 4217 Currency Codes
inventory_operations | material_reservation | deletion_indicator | Deletion Indicator | BOOLEAN |  |  |  | Flag marking the reservation for deletion or archival. True when the reservation has been cancelled, superseded, or is no longer needed. Soft-delete flag that preserves the record for audit trail while excluding it from active operational views. | Sarbanes-Oxley Act (SOX) Section 404
inventory_operations | material_reservation | erp_document_number | Enterprise Resource Planning (ERP) Document Number | STRING |  |  |  | Native document identifier from the source Enterprise Resource Planning (ERP) system (SAP S/4HANA or Oracle ERP Cloud). Provides traceability back to the originating system transaction for audit, reconciliation, and support purposes. | Sarbanes-Oxley Act (SOX) Section 404
inventory_operations | material_reservation | final_issue_indicator | Final Issue Indicator | BOOLEAN |  |  |  | Flag set by the issuing warehouse or planner to indicate that no additional material will be issued against this reservation, even if the full reserved quantity has not been withdrawn. Used to close reservations when requirements change or work is completed with less material than originally planned. | SAP Materials Management (MM) Module
inventory_operations | material_reservation | gl_account_code | General Ledger (GL) Account Code | STRING |  |  |  | General Ledger (GL) account number to which the material cost will be posted when issued. Determines the financial statement line item and expense or asset category for Generally Accepted Accounting Principles (GAAP) reporting and regulatory rate case cost studies. | Generally Accepted Accounting Principles (GAAP)
inventory_operations | material_reservation | goods_issue_completed_flag | Goods Issue Completed Flag | BOOLEAN |  |  |  | Indicator that all required material has been issued from inventory against this reservation. True when issued quantity equals or exceeds reserved quantity and no further withdrawals are expected. | SAP Materials Management (MM) Module
inventory_operations | material_reservation | issued_quantity | Issued Quantity | DECIMAL(18,3) |  |  |  | Cumulative quantity of material that has been physically issued from inventory against this reservation. Tracks the amount already withdrawn via goods issue transactions (movement type 261 in SAP). | SAP Materials Management (MM) Module
inventory_operations | material_reservation | last_modified_timestamp | Last Modified Timestamp | TIMESTAMP |  |  |  | Date and time when the material reservation record was most recently updated. Tracks changes to reservation status, quantities, or other attributes. Audit timestamp in ISO 8601 format (yyyy-MM-ddTHH:mm:ss.SSSXXX). | ISO 8601 Date and Time Format
inventory_operations | material_reservation | material_number | Material Number | STRING |  |  |  | Business identifier for the material being reserved. The externally-known material code or Stock Keeping Unit (SKU) from the material master that identifies the specific item type. | SAP Materials Management (MM) Module
inventory_operations | material_reservation | material_reservation_id | Material Reservation Identifier (ID) | BIGINT |  |  |  | Unique identifier for the material reservation record. Primary key for the material reservation entity. | ISO/IEC 11179 | TRUE
inventory_operations | material_reservation | movement_type | Movement Type | STRING |  |  |  | Enterprise Resource Planning (ERP) transaction code that defines the type of inventory movement when goods are issued against this reservation. Standard SAP movement type 261 represents goods issue for order, while other codes may apply for returns, scrapping, or transfers. | SAP Materials Management (MM) Module
inventory_operations | material_reservation | mutual_aid_indicator | Mutual Aid Indicator | BOOLEAN |  |  |  | Flag indicating whether this material reservation supports mutual aid assistance to another utility. True when materials are being pre-staged or allocated for deployment to support neighboring utilities during major storm events or grid emergencies. | North American Electric Reliability Corporation (NERC) Standards
inventory_operations | material_reservation | plant_code | Plant Code | STRING |  |  |  | Enterprise Resource Planning (ERP) organizational unit code representing the physical location or operational facility where the material is reserved. Corresponds to generation plants, transmission substations, distribution service centers, or regional operations hubs in the utility network. | SAP Materials Management (MM) Module
inventory_operations | material_reservation | priority_code | Priority Code | STRING |  | emergency¦urgent¦high¦normal¦low |  | Business priority level assigned to the material reservation. Determines the sequence for material allocation when inventory is constrained. Emergency and urgent priorities are used for storm restoration, outage response, and critical infrastructure repairs. | ISO 55000 Asset Management
inventory_operations | material_reservation | requester_name | Requester Name | STRING |  |  |  | Name of the employee, planner, or supervisor who created the material reservation. Identifies the person responsible for requesting the material allocation for the work order or project. | ISO/IEC 27001 Information Security
inventory_operations | material_reservation | required_quantity | Required Quantity | DECIMAL(18,3) |  |  |  | Total quantity of material requested for reservation. Represents the full amount needed to complete the associated work order, Capital Expenditure (CAPEX) project, or maintenance activity. | SAP Materials Management (MM) Module
inventory_operations | material_reservation | requirement_date | Requirement Date | DATE |  |  |  | Date by which the reserved material is needed at the work location or project site. Drives material availability planning, warehouse picking schedules, and logistics coordination for Transmission and Distribution (T&D) construction projects, planned maintenance outages, and storm restoration activities. | SAP Materials Management (MM) Module
inventory_operations | material_reservation | reservation_date | Reservation Date | DATE |  |  |  | Date when the material reservation was created in the Enterprise Resource Planning (ERP) system. Represents the business event timestamp for the reservation transaction. | SAP Materials Management (MM) Module
inventory_operations | material_reservation | reservation_notes | Reservation Notes | STRING |  |  |  | Free-text field for additional information, special handling instructions, or business context related to the material reservation. May include details about material substitutions, delivery constraints, safety requirements, or coordination with field crews. | ISO/IEC 11179 Metadata Registries
inventory_operations | material_reservation | reservation_number | Reservation Number | STRING |  |  |  | Business identifier for the material reservation document. Externally-known unique number assigned by the Enterprise Resource Planning (ERP) system (SAP S/4HANA or Oracle ERP Cloud) to track the reservation throughout its lifecycle. | SAP Materials Management (MM) Module
inventory_operations | material_reservation | reservation_status | Reservation Status | STRING |  | open¦partially_issued¦fully_issued¦cancelled¦closed |  | Current lifecycle state of the material reservation. Tracks progression from open (newly created), partially issued (some quantity issued), fully issued (all quantity issued), cancelled (reservation voided), to closed (reservation completed and archived). | SAP Materials Management (MM) Module
inventory_operations | material_reservation | reservation_type | Reservation Type | STRING |  | work_order¦capex_project¦maintenance_activity¦storm_restoration¦planned_outage¦emergency |  | Classification of the material reservation based on the business purpose. Distinguishes between work order reservations, Capital Expenditure (CAPEX) project reservations, maintenance activity reservations, storm restoration pre-staging, planned generation outage reservations, and emergency response reservations. | SAP Materials Management (MM) Module
inventory_operations | material_reservation | reserved_quantity | Reserved Quantity | DECIMAL(18,3) |  |  |  | Actual quantity of material successfully reserved from available inventory stock. May differ from required quantity if insufficient stock is available. This quantity is committed and reduces the unrestricted stock available for other reservations. | SAP Materials Management (MM) Module
inventory_operations | material_reservation | serial_number | Serial Number | STRING |  |  |  | Unique serial number for serialized materials and equipment. Provides individual asset-level traceability for high-value components such as transformers, circuit breakers, meters, and generation equipment. | ISO 55000 Asset Management
inventory_operations | material_reservation | storage_location_code | Storage Location Code | STRING |  |  |  | Warehouse or storage location code within the plant from which the material will be issued. Identifies the specific inventory stocking point, yard, or storeroom holding the reserved material. | SAP Materials Management (MM) Module
inventory_operations | material_reservation | storm_event_reference | Storm Event Reference | STRING |  |  |  | Identifier for the storm or emergency event associated with this material reservation. Used for storm restoration logistics, mutual aid coordination, and Federal Energy Regulatory Commission (FERC) or Public Utility Commission (PUC) storm cost recovery reporting. | North American Electric Reliability Corporation (NERC) Standards
inventory_operations | material_reservation | unit_of_measure | Unit of Measure (UOM) | STRING |  |  |  | Standard unit in which the material quantity is expressed. Examples include each (EA), meter (M), kilogram (KG), liter (L), foot (FT), or other industry-standard units aligned with the material master base unit of measure. | UN/CEFACT Recommendation 20
inventory_operations | material_reservation | valuation_amount | Valuation Amount | DECIMAL(18,2) |  |  |  | Total monetary value of the reserved material quantity. Calculated as reserved quantity multiplied by the material standard cost or moving average price. Used for inventory valuation, Work in Progress (WIP) tracking, and Capital Expenditure (CAPEX) project cost accumulation. | Generally Accepted Accounting Principles (GAAP)
inventory_operations | material_reservation | wbs_element | Work Breakdown Structure (WBS) Element | STRING |  |  |  | Hierarchical project structure code from the Capital Expenditure (CAPEX) project Work Breakdown Structure (WBS). Identifies the specific project phase, deliverable, or cost element to which this material reservation is charged. Used for project cost tracking and Allowance for Funds Used During Construction (AFUDC) capitalization. | Project Management Institute (PMI) PMBOK
inventory_operations | stock_transfer | capex_project_id | Capital Expenditure (CAPEX) Project ID | BIGINT |  |  | finance.capex_project.capex_project_id | Identifier of the capital project for which material is being transferred. Links stock transfers to CAPEX construction projects for Work in Progress (WIP) tracking and Allowance for Funds Used During Construction (AFUDC) capitalization. | Federal Energy Regulatory Commission (FERC) Uniform System of Accounts
inventory_operations | stock_transfer | compliance_event_id | Compliance Event Id (Foreign Key) | BIGINT |  |  | regulatory.compliance_event.compliance_event_id | Foreign key linking to regulatory.compliance_event. Business justification: Transfers of hazmat or regulated materials may trigger compliance events (spills during transport, improper handling, documentation violations). Real process: incident tracking for EPA and DOT reporti | Internal - LLM Generated Cross-Domain Link
inventory_operations | stock_transfer | material_master_id | Material ID | BIGINT |  |  | supply.material_master.material_master_id | Identifier of the material master record being transferred. References the specific item, equipment, fuel, or supply being moved between locations. | material_master
inventory_operations | stock_transfer | meter_id | Meter Id (Foreign Key) | BIGINT |  |  | metering.meter.meter_id | Foreign key linking to metering.meter. Business justification: Utilities track individual serialized meter movements between warehouses for asset accountability, especially during storm staging, mutual aid operations, and regional inventory balancing. Critical fo | Internal - LLM Generated Cross-Domain Link
inventory_operations | stock_transfer | receiving_warehouse_id | Receiving Warehouse ID | BIGINT |  |  | supply.warehouse.warehouse_id | Identifier of the warehouse or storage location to which material is being transferred. References the destination facility in the utility supply network. | SAP Materials Management (MM) Module
inventory_operations | stock_transfer | sending_warehouse_id | Sending Warehouse ID | BIGINT |  |  | supply.warehouse.warehouse_id | Identifier of the warehouse or storage location from which material is being transferred. References the originating facility in the utility supply network. | SAP Materials Management (MM) Module
inventory_operations | stock_transfer | work_order_id | Work Order ID | BIGINT |  |  | asset.work_order.work_order_id | Identifier of the maintenance or construction work order for which material is being transferred. Links stock transfers to preventive maintenance, corrective maintenance, or emergency restoration work orders in Oracle WAM or IBM Maximo. | ISO 55000 Asset Management
inventory_operations | stock_transfer | actual_receipt_date | Actual Receipt Date | DATE |  |  |  | Date on which material was physically received at the destination location. Captures the actual goods receipt date for inventory reconciliation and completion tracking. | ISO 8601
inventory_operations | stock_transfer | actual_shipment_date | Actual Shipment Date | DATE |  |  |  | Date on which material was physically shipped or issued from the sending location. Captures the actual goods movement date for inventory and logistics tracking. | ISO 8601
inventory_operations | stock_transfer | batch_number | Batch Number | STRING |  |  |  | Batch or lot number of the material being transferred. Enables traceability for quality control, warranty tracking, and recall management of generation plant consumables and T&D equipment. | ISO 9001 Quality Management
inventory_operations | stock_transfer | carrier_name | Carrier Name | STRING |  |  |  | Name of the transportation carrier or logistics provider handling the material movement. May be internal utility fleet or external common carrier. | Council of Supply Chain Management Professionals (CSCMP)
inventory_operations | stock_transfer | cost_center_code | Cost Center Code | STRING |  |  |  | Cost center to which the transfer transaction is charged. Used for internal cost allocation and departmental expense tracking for O&M material movements. | Generally Accepted Accounting Principles (GAAP)
inventory_operations | stock_transfer | created_timestamp | Created Timestamp | TIMESTAMP |  |  |  | Date and time when the stock transfer record was first created in the system. Audit timestamp for record creation tracking. | ISO 8601
inventory_operations | stock_transfer | currency_code | Currency Code | STRING |  | '^[A-Z]{3}$ |  | Three-letter ISO 4217 currency code for the valuation amount. Typically USD for US-based utilities but supports multi-currency operations for international utilities. | ISO 4217
inventory_operations | stock_transfer | issuing_person_name | Issuing Person Name | STRING | confidential |  |  | Name of the utility employee who issued the material from the sending location. Provides accountability for goods issue and inventory control. | ISO 9001 Quality Management
inventory_operations | stock_transfer | last_modified_timestamp | Last Modified Timestamp | TIMESTAMP |  |  |  | Date and time when the stock transfer record was last updated. Audit timestamp for tracking changes to transfer status, quantities, or other attributes. | ISO 8601
inventory_operations | stock_transfer | movement_type | Movement Type | STRING |  | 301¦311¦303¦305¦309 |  | SAP movement type code classifying the nature of the stock transfer. 301=plant-to-plant transfer in one step, 311=storage-location-to-storage-location transfer within same plant, 303=plant-to-plant transfer in two steps (issue from sending plant), 305=plant-to-plant transfer receipt, 309=material-to-material transfer. | SAP Materials Management (MM) Movement Types
inventory_operations | stock_transfer | mutual_aid_reference | Mutual Aid Reference | STRING |  |  |  | Reference number for inter-utility mutual aid material loans during major storm events or emergencies. Tracks material borrowed from or loaned to neighboring utilities for Federal Emergency Management Agency (FEMA) reimbursement documentation. | Federal Emergency Management Agency (FEMA) Public Assistance Program
inventory_operations | stock_transfer | mutual_aid_utility_name | Mutual Aid Utility Name | STRING |  |  |  | Name of the external utility involved in the mutual aid material transfer. Identifies the lending or borrowing utility for inter-utility material loan tracking and settlement. | Federal Emergency Management Agency (FEMA) Public Assistance Program
inventory_operations | stock_transfer | priority_level | Priority Level | STRING |  | routine¦urgent¦emergency¦critical |  | Priority classification for the stock transfer. Emergency and critical priorities are used for storm restoration material deployments and generation plant critical consumable replenishment. | Council of Supply Chain Management Professionals (CSCMP)
inventory_operations | stock_transfer | receipt_timestamp | Receipt Timestamp | TIMESTAMP |  |  |  | Precise date and time when material was received at the destination warehouse. Enables calculation of transit time and supports real-time inventory visibility. | ISO 8601
inventory_operations | stock_transfer | receiving_person_name | Receiving Person Name | STRING | confidential |  |  | Name of the utility employee who physically received the material at the destination location. Provides accountability for goods receipt and inventory control. | ISO 9001 Quality Management
inventory_operations | stock_transfer | receiving_plant_code | Receiving Plant Code | STRING |  |  |  | ERP plant code for the destination facility. Identifies the generation plant, service center, or operational facility to which material is being transferred. | SAP Materials Management (MM) Module
inventory_operations | stock_transfer | receiving_storage_location | Receiving Storage Location | STRING |  |  |  | Storage location code within the receiving plant or warehouse. Identifies the specific storeroom, bin, or inventory zone where material will be received. | SAP Materials Management (MM) Module
inventory_operations | stock_transfer | requested_transfer_date | Requested Transfer Date | DATE |  |  |  | Date on which the material transfer was requested or scheduled to occur. Represents the planned transfer date for logistics planning and coordination. | ISO 8601
inventory_operations | stock_transfer | reversal_document_number | Reversal Document Number | STRING |  |  |  | Document number of the reversal transaction if this stock transfer was reversed. Links to the correcting entry for audit trail and inventory reconciliation. | SAP Materials Management (MM) Module
inventory_operations | stock_transfer | reversal_indicator | Reversal Indicator | BOOLEAN |  |  |  | Flag indicating whether this stock transfer has been reversed or cancelled. True if the transfer was reversed due to error correction or material return. | SAP Materials Management (MM) Module
inventory_operations | stock_transfer | sending_plant_code | Sending Plant Code | STRING |  |  |  | ERP plant code for the originating facility. Identifies the generation plant, service center, or operational facility from which material is being transferred. | SAP Materials Management (MM) Module
inventory_operations | stock_transfer | sending_storage_location | Sending Storage Location | STRING |  |  |  | Storage location code within the sending plant or warehouse. Identifies the specific storeroom, bin, or inventory zone from which material is issued. | SAP Materials Management (MM) Module
inventory_operations | stock_transfer | serial_number | Serial Number | STRING |  |  |  | Serial number of the specific material unit being transferred. Used for high-value serialized assets such as transformers, meters, or specialized equipment requiring individual tracking. | ISO 9001 Quality Management
inventory_operations | stock_transfer | shipment_timestamp | Shipment Timestamp | TIMESTAMP |  |  |  | Precise date and time when material was issued from the sending warehouse. Provides granular tracking for time-sensitive transfers such as storm restoration emergency deployments. | ISO 8601
inventory_operations | stock_transfer | shipping_document_number | Shipping Document Number | STRING |  |  |  | Reference number of the shipping document or bill of lading accompanying the material transfer. Used for carrier tracking and proof of shipment. | Council of Supply Chain Management Professionals (CSCMP)
inventory_operations | stock_transfer | stock_transfer_id | Stock Transfer ID | BIGINT |  |  |  | Unique identifier for the stock transfer transaction. Primary key for the stock transfer record. | ISO/IEC 11179 | TRUE
inventory_operations | stock_transfer | storm_event_reference | Storm Event Reference | STRING |  |  |  | Reference identifier for the storm or emergency event driving the stock transfer. Links emergency material pre-positioning and deployment to specific named storms or major outage events for restoration cost tracking. | Federal Emergency Management Agency (FEMA) Public Assistance Program
inventory_operations | stock_transfer | transfer_notes | Transfer Notes | STRING |  |  |  | Free-text notes or comments regarding the stock transfer. Captures special handling instructions, condition observations, or other relevant information for logistics and receiving personnel. | ISO 9001 Quality Management
inventory_operations | stock_transfer | transfer_order_number | Transfer Order Number | STRING |  |  |  | Business identifier for the stock transfer order. Externally-known reference number used in SAP S/4HANA or Oracle ERP for tracking material movements between locations. | SAP Materials Management (MM) Module
inventory_operations | stock_transfer | transfer_quantity | Transfer Quantity | DECIMAL(18,3) |  |  |  | Quantity of material being transferred from sending to receiving location. Measured in the unit of measure specified for the material. | SAP Materials Management (MM) Module
inventory_operations | stock_transfer | transfer_reason_code | Transfer Reason Code | STRING |  |  |  | Code indicating the business reason for the stock transfer. Examples include stock balancing, project material allocation, emergency restoration, planned maintenance support, or mutual aid deployment. | SAP Materials Management (MM) Module
inventory_operations | stock_transfer | transfer_status | Transfer Status | STRING |  | open¦in-transit¦received¦completed¦cancelled |  | Current lifecycle status of the stock transfer. Tracks progression from order creation through shipment, receipt, and completion or cancellation. | SAP Materials Management (MM) Module
inventory_operations | stock_transfer | transport_mode | Transport Mode | STRING |  | company-truck¦common-carrier¦emergency-helicopter¦rail¦barge¦mutual-aid-vehicle |  | Method of transportation used for the stock transfer. Includes utility-owned vehicles, third-party carriers, emergency air transport for storm restoration, and mutual aid logistics. | Council of Supply Chain Management Professionals (CSCMP)
inventory_operations | stock_transfer | unit_of_measure | Unit of Measure (UOM) | STRING |  |  |  | Unit of measure for the transfer quantity. Examples include EA (each), FT (feet), GAL (gallons), TON (tons), KWH (kilowatt-hours), MCF (thousand cubic feet), or other standard utility material units. | ISO 80000
inventory_operations | stock_transfer | valuation_amount | Valuation Amount | DECIMAL(18,2) |  |  |  | Total monetary value of the material being transferred. Calculated based on material standard cost or moving average price for financial inventory accounting and CAPEX project material tracking. | Generally Accepted Accounting Principles (GAAP)
inventory_operations | warehouse | compliance_obligation_id | Compliance Obligation Id (Foreign Key) | BIGINT |  |  | regulatory.compliance_obligation.compliance_obligation_id | Foreign key linking to regulatory.compliance_obligation. Business justification: Warehouses storing hazmat or PCB equipment must track facility-level compliance obligations (EPA storage permits, fire codes, OSHA safety requirements). Real process: facility compliance audits and pe | Internal - LLM Generated Cross-Domain Link
inventory_operations | warehouse | address_line_1 | Address Line 1 | STRING | confidential,pii_address |  |  | Primary street address of the warehouse facility including street number and name. Organizational contact data classified as confidential business information. | Universal Postal Union (UPU) S42 Standard
inventory_operations | warehouse | address_line_2 | Address Line 2 | STRING | confidential,pii_address |  |  | Secondary address information such as building number, suite, or unit designation. Organizational contact data classified as confidential business information. | Universal Postal Union (UPU) S42 Standard
inventory_operations | warehouse | backup_power_available | Backup Power Available Indicator | BOOLEAN |  |  |  | Indicates whether the warehouse facility has backup power generation capability (e.g., diesel generator, battery storage) to maintain operations during grid outages. Critical for facilities supporting emergency restoration. | Utility Emergency Response Standards
inventory_operations | warehouse | building_year | Building Year | INT |  |  |  | Year the warehouse facility was originally constructed. Used for asset age analysis and maintenance planning. | Enterprise Asset Management (EAM) Standards
inventory_operations | warehouse | city | City | STRING | confidential,pii_address |  |  | City or municipality where the warehouse facility is located. Organizational contact data classified as confidential business information. | Universal Postal Union (UPU) S42 Standard
inventory_operations | warehouse | climate_controlled | Climate Controlled Indicator | BOOLEAN |  |  |  | Indicates whether the warehouse facility has climate control capabilities (heating, ventilation, and air conditioning) required for temperature-sensitive materials and equipment. | Warehouse Management Best Practices
inventory_operations | warehouse | contact_email | Contact Email Address | STRING | confidential,pii_email | '^[a-zA-Z0-9._%+-]+@[a-zA-Z0-9.-]+\.[a-zA-Z]{2,}$ |  | Primary email address for warehouse facility communications. Organizational contact data classified as confidential business information. | RFC 5322
inventory_operations | warehouse | contact_phone | Contact Phone Number | STRING | confidential,pii_phone | '^\+?[0-9]{10,15}$ |  | Primary contact phone number for the warehouse facility. Organizational contact data classified as confidential business information. | ITU-T E.164
inventory_operations | warehouse | cost_center_code | Cost Center Code | STRING |  | '^[A-Z0-9]{6,12}$ |  | Financial cost center code for tracking Operating Expenditure (OPEX) and Capital Expenditure (CAPEX) associated with warehouse operations. Used for financial reporting and budget management. | Generally Accepted Accounting Principles (GAAP)
inventory_operations | warehouse | country_code | Country Code | STRING |  | '^[A-Z]{3}$ |  | Three-letter ISO country code where the warehouse facility is located. | ISO 3166-1 alpha-3
inventory_operations | warehouse | created_timestamp | Created Timestamp | TIMESTAMP |  |  |  | Timestamp when the warehouse facility record was first created in the system. Used for data lineage and audit trail purposes. | ISO 8601
inventory_operations | warehouse | effective_end_date | Effective End Date | DATE |  |  |  | Date when the warehouse facility ceased operations or was decommissioned. Null for currently active facilities. | ISO 8601
inventory_operations | warehouse | effective_start_date | Effective Start Date | DATE |  |  |  | Date when the warehouse facility became operational and available for material storage and distribution. | ISO 8601
inventory_operations | warehouse | facility_type | Facility Type | STRING |  | central_warehouse¦field_storeroom¦generation_plant_store¦mobile_storm_unit¦distribution_yard¦transmission_yard |  | Classification of the warehouse facility based on its operational purpose and scope. Central warehouses serve as primary distribution hubs, field storerooms support local Transmission and Distribution (T&D) operations, generation plant stores support power plant Operations and Maintenance (O&M), mobile storm units provide emergency restoration logistics, and yards support outdoor equipment staging. | Utility Supply Chain Best Practices
inventory_operations | warehouse | fire_suppression_system | Fire Suppression System Type | STRING |  | sprinkler¦foam¦gas¦none |  | Type of fire suppression system installed in the warehouse facility. Required for insurance compliance and Occupational Safety and Health Administration (OSHA) safety standards. | NFPA 13, OSHA 29 CFR 1910.159
inventory_operations | warehouse | hazmat_certification_expiry_date | Hazardous Materials (HAZMAT) Certification Expiry Date | DATE |  |  |  | Expiration date of the hazardous materials storage certification. Facilities must maintain current certification to store regulated substances. | OSHA 29 CFR 1910.120, PHMSA 49 CFR
inventory_operations | warehouse | hazmat_certification_number | Hazardous Materials (HAZMAT) Certification Number | STRING |  |  |  | Official certification number issued by regulatory authority for hazardous materials storage. Required for facilities storing regulated substances under Pipeline and Hazardous Materials Safety Administration (PHMSA) and Occupational Safety and Health Administration (OSHA) regulations. | OSHA 29 CFR 1910.120, PHMSA 49 CFR
inventory_operations | warehouse | hazmat_certified | Hazardous Materials (HAZMAT) Certified Indicator | BOOLEAN |  |  |  | Indicates whether the warehouse facility is certified for storage of hazardous materials including transformer oil, sulfur hexafluoride (SF6), and other regulated substances. Certification required by Pipeline and Hazardous Materials Safety Administration (PHMSA) and Occupational Safety and Health Administration (OSHA). | OSHA 29 CFR 1910.120, PHMSA 49 CFR
inventory_operations | warehouse | inventory_system_code | Inventory System Code | STRING |  |  |  | Code identifying the inventory management system or Warehouse Management System (WMS) used at this facility. Supports integration with Enterprise Resource Planning (ERP) systems (SAP S/4HANA or Oracle ERP Cloud) for procurement-to-pay processes. | SAP Materials Management (MM) Module
inventory_operations | warehouse | last_renovation_year | Last Renovation Year | INT |  |  |  | Year of the most recent major renovation or upgrade to the warehouse facility. Used for asset condition assessment and capital planning. | Enterprise Asset Management (EAM) Standards
inventory_operations | warehouse | last_updated_timestamp | Last Updated Timestamp | TIMESTAMP |  |  |  | Timestamp when the warehouse facility record was most recently modified. Used for data lineage and change tracking. | ISO 8601
inventory_operations | warehouse | latitude | Latitude | DECIMAL(10,7) | restricted,pii_address |  |  | Geographic latitude coordinate of the warehouse facility in decimal degrees. Used for Geographic Information System (GIS) mapping, logistics routing, and storm restoration planning. Integrates with ESRI ArcGIS for spatial analysis. | WGS 84 (EPSG:4326)
inventory_operations | warehouse | lease_expiry_date | Lease Expiry Date | DATE |  |  |  | Expiration date of the lease agreement for leased warehouse facilities. Used for contract management and facility planning. Null for owned facilities. | Contract Management Best Practices
inventory_operations | warehouse | loading_docks | Loading Docks Count | INT |  |  |  | Number of loading docks available at the warehouse facility for receiving and shipping materials. Used for logistics capacity planning and delivery scheduling. | Warehouse Management Best Practices
inventory_operations | warehouse | longitude | Longitude | DECIMAL(11,7) | restricted,pii_address |  |  | Geographic longitude coordinate of the warehouse facility in decimal degrees. Used for Geographic Information System (GIS) mapping, logistics routing, and storm restoration planning. Integrates with ESRI ArcGIS for spatial analysis. | WGS 84 (EPSG:4326)
inventory_operations | warehouse | manager_name | Warehouse Manager Name | STRING |  |  |  | Name of the individual responsible for day-to-day operations of the warehouse facility. Business reference, not direct Personally Identifiable Information (PII). | Warehouse Management Best Practices
inventory_operations | warehouse | operating_hours | Operating Hours | STRING |  |  |  | Standard operating hours for the warehouse facility (e.g., Monday-Friday 7:00 AM - 5:00 PM). Used for logistics planning and material delivery scheduling. | Warehouse Management Best Practices
inventory_operations | warehouse | operational_status | Operational Status | STRING |  | active¦inactive¦seasonal¦under_construction¦decommissioned |  | Current operational state of the warehouse facility. Active facilities are fully operational, inactive facilities are temporarily closed, seasonal facilities operate during specific periods (e.g., storm season), under construction facilities are being built or renovated, and decommissioned facilities are permanently closed. | Enterprise Asset Management (EAM) Standards
inventory_operations | warehouse | ownership_type | Ownership Type | STRING |  | owned¦leased¦third_party_logistics |  | Classification of warehouse facility ownership. Owned facilities are utility-owned assets, leased facilities are under rental agreements, and third-party logistics facilities are operated by external vendors. Impacts financial reporting and Capital Expenditure (CAPEX) versus Operating Expenditure (OPEX) classification. | Generally Accepted Accounting Principles (GAAP)
inventory_operations | warehouse | pallet_positions | Pallet Positions | INT |  |  |  | Number of standard pallet positions available in the warehouse facility. Used for inventory capacity planning and material staging for Capital Expenditure (CAPEX) projects and storm restoration. | Warehouse Management Best Practices
inventory_operations | warehouse | postal_code | Postal Code | STRING | confidential,pii_address | '^[0-9]{5}(-[0-9]{4})?$ |  | Postal or ZIP code for the warehouse facility address. Organizational contact data classified as confidential business information. | Universal Postal Union (UPU) S42 Standard
inventory_operations | warehouse | responsible_plant_code | Responsible Plant Code | STRING |  | '^[A-Z0-9]{4,10}$ |  | Code identifying the organizational plant or operating unit responsible for managing the warehouse facility. Used for cost allocation and operational accountability in Enterprise Resource Planning (ERP) systems. | SAP Plant Maintenance (PM) Module
inventory_operations | warehouse | security_level | Security Level | STRING |  | standard¦enhanced¦critical_infrastructure |  | Physical security classification of the warehouse facility. Standard facilities have basic access controls, enhanced facilities have additional monitoring and restricted access, and critical infrastructure facilities have maximum security measures required by North American Electric Reliability Corporation (NERC) Critical Infrastructure Protection (CIP) standards. | NERC CIP-006
inventory_operations | warehouse | state_province | State or Province | STRING |  | '^[A-Z]{2}$ |  | Two-letter state or province code where the warehouse facility is located. Uses standard postal abbreviations. | ISO 3166-2
inventory_operations | warehouse | storage_capacity_sqft | Storage Capacity (Square Feet) | DECIMAL(12,2) |  |  |  | Total indoor storage capacity of the warehouse facility measured in square feet. Used for capacity planning and inventory allocation decisions. | Warehouse Management Best Practices
inventory_operations | warehouse | storm_staging_capable | Storm Staging Capable Indicator | BOOLEAN |  |  |  | Indicates whether the warehouse facility is designated and equipped for pre-positioning materials and equipment for storm restoration events. Critical for emergency response planning and System Average Interruption Duration Index (SAIDI) performance. | Utility Emergency Response Standards
inventory_operations | warehouse | twenty_four_seven_access | Twenty-Four Seven (24/7) Access Indicator | BOOLEAN |  |  |  | Indicates whether the warehouse facility provides 24-hour, 7-day-per-week access for emergency storm restoration and critical outage response. Essential for Outage Management System (OMS) integration and Demand Response (DR) program support. | Utility Emergency Response Standards
inventory_operations | warehouse | warehouse_id | Warehouse Identifier (ID) | BIGINT |  |  |  | Unique identifier for the warehouse facility. Primary key for the warehouse master record. | ISO/IEC 11179 | TRUE
inventory_operations | warehouse | warehouse_name | Warehouse Name | STRING |  |  |  | Official name of the warehouse facility used for identification and reporting purposes. | ISO/IEC 11179
inventory_operations | warehouse | warehouse_number | Warehouse Number | STRING |  | '^[A-Z0-9]{4,12}$ |  | Business identifier for the warehouse facility used in operational systems and documentation. Typically assigned by Enterprise Resource Planning (ERP) system (SAP S/4HANA or Oracle ERP Cloud) for procurement and inventory management. | SAP Materials Management (MM) Module
inventory_operations | warehouse | yard_storage_available | Yard Storage Available Indicator | BOOLEAN |  |  |  | Indicates whether the warehouse facility has outdoor yard storage for large Transmission and Distribution (T&D) equipment such as transformers, poles, and cable reels. | Utility Supply Chain Best Practices
inventory_operations | warehouse | yard_storage_capacity_sqft | Yard Storage Capacity (Square Feet) | DECIMAL(12,2) |  |  |  | Total outdoor yard storage capacity measured in square feet. Used for planning storage of large Transmission and Distribution (T&D) equipment and Capital Expenditure (CAPEX) project materials. | Utility Supply Chain Best Practices
procurement_transactions | fuel_delivery | compliance_event_id | Compliance Event Id (Foreign Key) | BIGINT |  |  | regulatory.compliance_event.compliance_event_id | Foreign key linking to regulatory.compliance_event. Business justification: Fuel quality violations, delivery incidents, and sulfur/ash content exceedances are compliance events. Real-world process: tracking fuel specification violations and environmental incidents at generat | Internal - LLM Generated Cross-Domain Link
procurement_transactions | fuel_delivery | cost_center_id | Cost Center Id (Foreign Key) | BIGINT |  |  | finance.cost_center.cost_center_id | Foreign key linking to finance.cost_center. Business justification: Fuel deliveries are charged to generation plant cost centers for fuel expense tracking and heat rate analysis. Essential for generation cost accounting, FERC Form 1 fuel statistics, and plant-level pr | Internal - LLM Generated Cross-Domain Link
procurement_transactions | fuel_delivery | emissions_report_id | Emissions Report Id (Foreign Key) | BIGINT |  |  | regulatory.emissions_report.emissions_report_id | Foreign key linking to regulatory.emissions_report. Business justification: Fuel deliveries are source data for emissions calculations. BTU content, sulfur content, and quantity delivered feed directly into EPA emissions reports. Essential for CEMS data validation and quarter | Internal - LLM Generated Cross-Domain Link
procurement_transactions | fuel_delivery | fuel_contract_id | Fuel Contract ID | BIGINT |  |  | generation.fuel_contract.fuel_contract_id | Reference to the master fuel supply contract governing this delivery. Links to the contract that defines pricing, terms, and delivery obligations. | FERC Uniform System of Accounts
procurement_transactions | fuel_delivery | fuel_generation_plant_id | Generation Plant ID | BIGINT |  |  | generation.plant.plant_id | Reference to the generation facility receiving the fuel delivery. Identifies the power plant site where fuel is delivered. | NERC Compliance Registry
procurement_transactions | fuel_delivery | fuel_plant_id |  | BIGINT |  |  | generation.plant.plant_id | FK to generation.plant.plant_id — Traces fuel deliveries to generation facilities — required for fuel cost allocation, FAC cost recovery filings, and fuel inventory reconciliation at each plant.
procurement_transactions | fuel_delivery | gl_account_id | Gl Account Id (Foreign Key) | BIGINT |  |  | finance.gl_account.gl_account_id | Foreign key linking to finance.gl_account. Business justification: Fuel deliveries post to fuel inventory or fuel expense GL accounts per FERC Uniform System of Accounts (Account 151 for inventory, 501 for expense). Required for regulatory reporting and financial sta | Internal - LLM Generated Cross-Domain Link
procurement_transactions | fuel_delivery | purchase_order_id | Purchase Order Id (Foreign Key) | BIGINT |  |  | supply.purchase_order.purchase_order_id | Foreign key linking to supply.purchase_order. Business justification: Fuel deliveries are executed against purchase orders. Currently denormalized as purchase_order_number (STRING). Adding purchase_order_id FK enables proper linkage to PO terms, pricing, and vendor. Rem | Internal - LLM Generated Cross-Domain Link
procurement_transactions | fuel_delivery | vendor_id | Carrier ID | BIGINT |  |  | supply.vendor.vendor_id | Reference to the vendor or transporter master record for the carrier. Links to the supplier managing fuel logistics.
procurement_transactions | fuel_delivery | warehouse_id | Warehouse Id (Foreign Key) | BIGINT |  |  | supply.warehouse.warehouse_id | Foreign key linking to supply.warehouse. Business justification: Fuel deliveries are received at utility warehouses or generation plant fuel storage facilities. The storage_location_code should be normalized to warehouse_id FK. Warehouse table contains storage_loca | Internal - LLM Generated Cross-Domain Link
procurement_transactions | fuel_delivery | ash_content_percent | Ash Content Percent | DECIMAL(8,4) |  |  |  | Percentage of ash residue by weight in coal deliveries. Affects combustion efficiency and waste disposal requirements. | ASTM D3174 Coal Analysis
procurement_transactions | fuel_delivery | batch_number | Batch Number | STRING |  |  |  | Batch or lot number assigned to the delivered fuel for traceability. Enables tracking of fuel quality and usage by delivery batch.
procurement_transactions | fuel_delivery | btu_content | British Thermal Unit (BTU) Content | DECIMAL(18,3) |  |  |  | Heat energy content of the delivered fuel measured in BTU per unit. Critical for heat rate calculations and energy conversion efficiency analysis. | ASTM D240 Fuel Testing Standards
procurement_transactions | fuel_delivery | created_timestamp | Created Timestamp | TIMESTAMP |  |  |  | Date and time when this fuel delivery record was first created in the system. Audit timestamp for record creation.
procurement_transactions | fuel_delivery | currency_code | Currency Code | STRING |  | USD¦CAD¦MXN |  | Three-letter ISO 4217 currency code for all monetary amounts in this delivery record. Typically USD for US utility operations. | ISO 4217 Currency Codes
procurement_transactions | fuel_delivery | delivered_quantity | Delivered Quantity | DECIMAL(18,3) |  |  |  | Physical quantity of fuel delivered in the specified unit of measure. Core measurement for inventory management and billing. | FERC Uniform System of Accounts
procurement_transactions | fuel_delivery | delivery_date | Delivery Date | DATE |  |  |  | Calendar date when the fuel was physically delivered to the generation plant site. Principal business event date for the transaction.
procurement_transactions | fuel_delivery | delivery_notes | Delivery Notes | STRING |  |  |  | Free-text comments or special instructions related to the fuel delivery. Captures operational details, exceptions, or delivery conditions.
procurement_transactions | fuel_delivery | delivery_point_code | Delivery Point Code | STRING |  |  |  | Specific location identifier within the generation plant where fuel was delivered. May reference a storage tank, pipeline tie-in, or receiving dock.
procurement_transactions | fuel_delivery | delivery_point_description | Delivery Point Description | STRING |  |  |  | Human-readable description of the physical delivery location within the plant site. Provides operational context for the delivery point code.
procurement_transactions | fuel_delivery | delivery_status | Delivery Status | STRING |  | scheduled¦in_transit¦delivered¦accepted¦rejected¦disputed |  | Current lifecycle state of the fuel delivery transaction. Tracks the delivery from scheduling through final acceptance or rejection.
procurement_transactions | fuel_delivery | delivery_ticket_number | Delivery Ticket Number | STRING |  |  |  | External delivery ticket or bill of lading number issued by the carrier or transporter. Serves as the business identifier for the physical delivery event. | PHMSA Pipeline Safety Regulations
procurement_transactions | fuel_delivery | delivery_timestamp | Delivery Timestamp | TIMESTAMP |  |  |  | Precise date and time when the fuel delivery was completed and accepted at the plant. Used for time-of-delivery pricing and scheduling reconciliation.
procurement_transactions | fuel_delivery | environmental_compliance_flag | Environmental Compliance Flag | BOOLEAN |  |  |  | Indicates whether the delivered fuel meets environmental quality standards and emissions compliance requirements. True if compliant with EPA and state regulations. | EPA Clean Air Act
procurement_transactions | fuel_delivery | fuel_delivery_id | Fuel Delivery ID | BIGINT |  |  |  | Unique identifier for the fuel delivery transaction. Primary key for the fuel delivery record. |  | TRUE
procurement_transactions | fuel_delivery | fuel_type | Fuel Type | STRING |  | natural_gas¦coal¦fuel_oil¦diesel¦nuclear_fuel¦biomass |  | Classification of the fuel commodity delivered. Categorizes the energy source type for generation operations. | EIA Form 923 Fuel Categories
procurement_transactions | fuel_delivery | heat_rate_mmbtu_per_unit | Heat Rate (MMBTU per Unit) | DECIMAL(12,6) |  |  |  | Million BTU per unit of measure for the delivered fuel. Used in generation efficiency calculations and Fuel Adjustment Clause (FAC) reporting. | EIA Form 923
procurement_transactions | fuel_delivery | inspection_outcome | Inspection Outcome | STRING |  | passed¦failed¦pending¦waived¦not_required |  | Result of the fuel quality inspection or lab analysis. Determines whether the delivery is accepted for use or rejected for non-conformance. | ASTM Fuel Testing Standards
procurement_transactions | fuel_delivery | inspection_required_flag | Inspection Required Flag | BOOLEAN |  |  |  | Indicates whether quality inspection or lab testing is required before the fuel can be used in generation. True if inspection is mandatory per contract terms.
procurement_transactions | fuel_delivery | invoice_number | Invoice Number | STRING |  |  |  | Vendor invoice number associated with this fuel delivery. Links the physical delivery to accounts payable processing.
procurement_transactions | fuel_delivery | last_modified_timestamp | Last Modified Timestamp | TIMESTAMP |  |  |  | Date and time when this fuel delivery record was most recently updated. Audit timestamp for tracking record changes.
procurement_transactions | fuel_delivery | moisture_content_percent | Moisture Content Percent | DECIMAL(8,4) |  |  |  | Percentage of moisture by weight in solid fuel deliveries. Impacts effective heat content and storage handling requirements. | ASTM D3173 Moisture Analysis
procurement_transactions | fuel_delivery | origin_location | Origin Location | STRING |  |  |  | Geographic source or production location of the delivered fuel. May reference a mine, well field, refinery, or supply basin.
procurement_transactions | fuel_delivery | pipeline_receipt_point | Pipeline Receipt Point | STRING |  |  |  | Named receipt point on the natural gas pipeline system where gas entered the utility's system. Used for gas delivery tracking and tariff application. | FERC Gas Tariff Standards
procurement_transactions | fuel_delivery | quality_certificate_number | Quality Certificate Number | STRING |  |  |  | Reference number for the fuel quality assurance certificate or lab analysis report accompanying the delivery. Documents compliance with contract specifications. | ASTM Fuel Quality Standards
procurement_transactions | fuel_delivery | receiving_person_name | Receiving Person Name | STRING | restricted,pii_identifier |  |  | Name of the plant operations or warehouse staff member who accepted and verified the fuel delivery on site.
procurement_transactions | fuel_delivery | scheduled_delivery_date | Scheduled Delivery Date | DATE |  |  |  | Originally planned or contracted delivery date. Used to track on-time delivery performance and schedule variance.
procurement_transactions | fuel_delivery | sulfur_content_percent | Sulfur Content Percent | DECIMAL(8,4) |  |  |  | Percentage of sulfur by weight in the delivered fuel. Critical for environmental compliance and emissions calculations under EPA regulations. | EPA Clean Air Act Title IV
procurement_transactions | fuel_delivery | total_delivery_cost | Total Delivery Cost | DECIMAL(18,2) | confidential |  |  | Total cost for the fuel delivery including base fuel cost and transportation charges. Represents the complete delivered cost for accounting and rate recovery. | FERC Uniform System of Accounts
procurement_transactions | fuel_delivery | transportation_cost | Transportation Cost | DECIMAL(18,2) | confidential |  |  | Separate transportation or freight charges for delivering the fuel to the plant site. May be billed separately from commodity cost.
procurement_transactions | fuel_delivery | transporter_duns_number | Transporter Data Universal Numbering System (DUNS) Number | STRING |  |  |  | Dun & Bradstreet unique identifier for the transportation company. Provides standardized carrier identification for regulatory reporting. | D&B DUNS Standard
procurement_transactions | fuel_delivery | unit_of_measure | Unit of Measure (UOM) | STRING |  | MCF¦tons¦barrels¦gallons¦kilograms¦assemblies |  | Standard unit used to quantify the delivered fuel. MCF for natural gas, tons for coal, barrels for oil, assemblies for nuclear fuel. | EIA Reporting Standards
procurement_transactions | fuel_delivery | unit_price | Unit Price | DECIMAL(18,6) | confidential |  |  | Contract price per unit of measure for the delivered fuel. Used for invoice validation and Fuel Adjustment Clause (FAC) cost recovery calculations. | FERC Uniform System of Accounts
procurement_transactions | po_line_item | master_id | Asset Master Id (Foreign Key) | BIGINT |  |  | asset.master.master_id | Foreign key linking to asset.asset_master. Business justification: Capital equipment purchases must link to asset master for AFUDC calculation, depreciation start date, regulatory asset base inclusion, and FERC account classification. Utilities capitalize equipment a | Internal - LLM Generated Cross-Domain Link
procurement_transactions | po_line_item | material_master_id | Material Master ID | BIGINT |  |  | supply.material_master.material_master_id | Foreign key reference to the material master record for stock items. Links to the specific material, equipment, or supply being procured (e.g., transformers, conductors, generation fuel, meters, tools). Null for service-only line items. | SAP S/4HANA MM Module - EKPO-MATNR
procurement_transactions | po_line_item | procurement_contract_id | Procurement Contract Id (Foreign Key) | BIGINT |  |  | supply.procurement_contract.procurement_contract_id | Foreign key linking to supply.procurement_contract. Business justification: PO line items can be release orders against blanket purchase agreements or fuel supply contracts. This FK links the release to the master contract, enabling contract spend tracking, quantity commitmen | Internal - LLM Generated Cross-Domain Link
procurement_transactions | po_line_item | purchase_order_id | Purchase Order (PO) Header ID | BIGINT |  |  | supply.purchase_order.purchase_order_id | Foreign key reference to the parent purchase order header. Links this line item to its containing purchase order document. | SAP S/4HANA MM Module - EKPO-EBELN
procurement_transactions | po_line_item | account_assignment_category | Account Assignment Category | STRING |  | K¦A¦P¦F¦N |  | Category code that determines how the line item cost will be allocated in the financial system. K=Cost Center (OPEX), A=Asset (direct capitalization), P=Project/WBS Element (CAPEX), F=Order (internal order), N=Network (project network). Critical for proper CAPEX/OPEX classification and regulatory cost recovery. | SAP S/4HANA MM Module - EKPO-KNTTP
procurement_transactions | po_line_item | confirmation_control_key | Confirmation Control Key | STRING |  |  |  | Control key that determines whether and how the vendor must confirm the purchase order line item. Used for critical or long-lead-time materials (e.g., large transformers, generation turbines) where vendor acknowledgment of delivery dates is required before proceeding. | SAP S/4HANA MM Module - EKPO-BSTAE
procurement_transactions | po_line_item | cost_center_code | Cost Center Code | STRING |  |  |  | Cost center code for OPEX account assignment (when account_assignment_category = K). Identifies the organizational unit responsible for the expense, such as a generation plant O&M cost center, T&D maintenance cost center, or administrative department. | SAP S/4HANA CO Module - COEP-KOSTL
procurement_transactions | po_line_item | created_timestamp | Created Timestamp | TIMESTAMP |  |  |  | Timestamp when this line item record was first created in the system. Represents the initial capture of the line item as part of the purchase order creation process. Used for audit trail and procurement cycle time analysis. | SAP S/4HANA Audit Trail
procurement_transactions | po_line_item | currency_code | Currency Code | STRING |  | '^[A-Z]{3}$ |  | Three-letter ISO 4217 currency code for the unit price and net value. Typically USD for U.S. utilities, but may vary for international procurement or cross-border fuel purchases. | ISO 4217 Currency Codes
procurement_transactions | po_line_item | deletion_indicator | Deletion Indicator | BOOLEAN |  |  |  | Boolean flag indicating whether this line item has been marked for deletion. True if the line item is logically deleted (soft delete) but retained for audit trail. False for active line items. Deleted line items are excluded from goods receipt and invoice processing. | SAP S/4HANA MM Module - EKPO-LOEKZ
procurement_transactions | po_line_item | delivery_date | Delivery Date | DATE |  |  |  | Scheduled delivery date for this line item. Represents the date by which the material or service is expected to be delivered or performed. Critical for generation fuel delivery schedules, storm restoration material logistics, and CAPEX project material planning. | SAP S/4HANA MM Module - EKET-EINDT
procurement_transactions | po_line_item | gl_account_code | General Ledger (GL) Account Code | STRING |  |  |  | General ledger account code for financial posting. Determines the expense or asset account to which the line item cost will be posted. For utilities, this includes accounts for fuel inventory, materials and supplies, construction work in progress (CWIP), and O&M expenses per the FERC Uniform System of Accounts. | FERC Uniform System of Accounts
procurement_transactions | po_line_item | goods_receipt_indicator | Goods Receipt Indicator | BOOLEAN |  |  |  | Boolean flag indicating whether a goods receipt (GR) is required for this line item. True for material line items that require physical receipt confirmation. False for service line items or limit items where goods receipt is not applicable. Used to control three-way match logic (PO-GR-Invoice). | SAP S/4HANA MM Module - EKPO-WEPOS
procurement_transactions | po_line_item | incoterms | International Commercial Terms (Incoterms) | STRING |  |  |  | Incoterms code defining the delivery terms and transfer of risk between buyer and seller (e.g., FOB, CIF, DDP). Determines who pays for shipping, insurance, and customs, and when title transfers. Critical for fuel procurement and international equipment purchases. | ICC Incoterms 2020
procurement_transactions | po_line_item | incoterms_location | Incoterms Location | STRING |  |  |  | Named location associated with the Incoterms code (e.g., port of shipment, destination facility). Specifies the geographic point where risk and cost responsibility transfer per the Incoterms agreement. | ICC Incoterms 2020
procurement_transactions | po_line_item | item_category | Item Category | STRING |  | standard¦consignment¦subcontracting¦service¦limit¦text |  | Category of the line item that determines procurement processing rules. Standard=normal material procurement, Consignment=vendor-owned inventory, Subcontracting=material provided to vendor for processing, Service=service procurement with service entry sheet, Limit=value-based item without quantity, Text=informational text line. | SAP S/4HANA MM Module - EKPO-PSTYP
procurement_transactions | po_line_item | line_number | Line Item Number | INT |  |  |  | Sequential line number within the purchase order. Determines the ordering and position of this line item within the parent PO document. | SAP S/4HANA MM Module - EKPO-EBELP
procurement_transactions | po_line_item | line_status | Line Item Status | STRING |  | open¦partially_received¦fully_received¦invoiced¦closed¦cancelled |  | Current processing status of the line item. Open=awaiting delivery, Partially_received=some quantity received, Fully_received=all quantity received, Invoiced=invoice posted, Closed=administratively closed, Cancelled=line item cancelled. Drives procurement workflow and three-way match processing. | SAP S/4HANA MM Module - EKPO-ELIKZ
procurement_transactions | po_line_item | manufacturer_part_number | Manufacturer Part Number | STRING |  |  |  | Original equipment manufacturer (OEM) part number for the material. Critical for T&D equipment and generation spare parts where OEM specifications must be maintained for warranty, safety, and regulatory compliance. Used for asset management and maintenance planning. | IEEE Standards for Equipment Identification
procurement_transactions | po_line_item | material_description | Material Description | STRING |  |  |  | Short text description of the material or service being procured. For stock materials, this typically mirrors the material master description. For non-stock items and services, this is a free-text description entered at line creation. | SAP S/4HANA MM Module - EKPO-TXZ01
procurement_transactions | po_line_item | modified_timestamp | Modified Timestamp | TIMESTAMP |  |  |  | Timestamp when this line item record was last modified. Captures changes to quantity, price, delivery date, or other line item attributes. Used for change tracking and procurement audit compliance. | SAP S/4HANA Audit Trail
procurement_transactions | po_line_item | net_value | Net Line Value | DECIMAL(18,2) |  |  |  | Total net value of this line item, calculated as ordered_quantity multiplied by unit_price, before taxes and additional charges. This is the base procurement cost for this line item and is used for three-way match validation and cost allocation to CAPEX or OPEX accounts. | SAP S/4HANA MM Module - EKPO-NETWR
procurement_transactions | po_line_item | ordered_quantity | Ordered Quantity | DECIMAL(18,3) |  |  |  | Quantity of material or service ordered on this line item. Expressed in the unit of measure specified in the uom field. For materials, this is the physical quantity (e.g., 100 meters of cable, 5 transformers). For services, this may represent hours, days, or service units. | SAP S/4HANA MM Module - EKPO-MENGE
procurement_transactions | po_line_item | over_delivery_tolerance_pct | Over-Delivery Tolerance Percentage | DECIMAL(5,2) |  |  |  | Percentage by which the delivered quantity may exceed the ordered quantity without requiring approval. For example, 5.00 allows up to 5% over-delivery. Used to accommodate normal shipping variances while controlling excess inventory and cost overruns. | SAP S/4HANA MM Module - EKPO-UEBTO
procurement_transactions | po_line_item | plant_code | Plant Code | STRING |  |  |  | Plant or facility code where the material will be received or the service will be performed. For utilities, this may represent a generation plant, service center, warehouse, or regional operations center. Links to the organizational structure for inventory management and cost allocation. | SAP S/4HANA MM Module - EKPO-WERKS
procurement_transactions | po_line_item | po_line_item_id | Purchase Order (PO) Line Item ID | BIGINT |  |  |  | Unique identifier for the purchase order line item. Primary key for the po_line_item product. | SAP S/4HANA MM Module - EKPO table | TRUE
procurement_transactions | po_line_item | requisitioner_name | Requisitioner Name | STRING |  |  |  | Name of the employee or department that originated the purchase requisition leading to this PO line item. Used for procurement tracking, approval workflow, and accountability for material and service requests. | SAP S/4HANA MM Module - EBAN-AFNAM
procurement_transactions | po_line_item | service_entry_sheet_required | Service Entry Sheet Required | BOOLEAN |  |  |  | Boolean flag indicating whether a service entry sheet is required for this line item. True for service line items where service performance must be confirmed before invoice approval. False for material line items. Used for contractor labor, engineering services, and maintenance services. | SAP S/4HANA MM Module - Service Entry Sheet
procurement_transactions | po_line_item | storage_location | Storage Location | STRING |  |  |  | Storage location code within the plant where the material will be stocked upon receipt. Used for warehouse management and inventory tracking of T&D equipment, generation spare parts, and O&M supplies. Null for direct-to-project deliveries or service line items. | SAP S/4HANA MM Module - EKPO-LGORT
procurement_transactions | po_line_item | tax_code | Tax Code | STRING |  |  |  | Tax code that determines the applicable sales tax, use tax, or VAT treatment for this line item. Tax treatment varies by jurisdiction, material type (e.g., fuel may be tax-exempt), and account assignment (CAPEX vs OPEX). Used for invoice verification and tax reporting. | State and Local Tax Regulations
procurement_transactions | po_line_item | under_delivery_tolerance_pct | Under-Delivery Tolerance Percentage | DECIMAL(5,2) |  |  |  | Percentage by which the delivered quantity may fall short of the ordered quantity without requiring follow-up action. For example, 2.00 allows up to 2% under-delivery. Used to close line items with minor shortages without administrative burden. | SAP S/4HANA MM Module - EKPO-UNTTO
procurement_transactions | po_line_item | unit_price | Unit Price | DECIMAL(18,4) |  |  |  | Price per unit of measure for this line item. Expressed in the currency specified in the currency_code field. For materials, this is the negotiated or catalog price per unit. For services, this is the rate per service unit (e.g., hourly rate for contractor labor). | SAP S/4HANA MM Module - EKPO-NETPR
procurement_transactions | po_line_item | uom | Unit of Measure (UOM) | STRING |  |  |  | Unit of measure for the ordered quantity. Standard utility procurement units include EA (each), M (meter), FT (foot), GAL (gallon), TON (ton), HR (hour), KWH (kilowatt-hour), MCF (thousand cubic feet), BBL (barrel) for fuel oil, and service-specific units. | SAP S/4HANA MM Module - EKPO-MEINS
procurement_transactions | po_line_item | vendor_material_number | Vendor Material Number | STRING |  |  |  | Vendor's own material or catalog number for the item being procured. Used for cross-reference between the utility's material master and the vendor's product catalog. Facilitates order processing and invoice reconciliation with vendor systems. | SAP S/4HANA MM Module - EKPO-IDNLF
procurement_transactions | po_line_item | wbs_element | Work Breakdown Structure (WBS) Element | STRING |  |  |  | WBS element code for CAPEX project account assignment (when account_assignment_category = P). Links the line item to a specific capital project such as a transmission line upgrade, substation expansion, generation plant construction, or AMI deployment project. Enables project cost tracking and AFUDC calculation. | SAP S/4HANA PS Module - PRPS-POSID
procurement_transactions | purchase_order | cost_center_id | Cost Center Id (Foreign Key) | BIGINT |  |  | finance.cost_center.cost_center_id | Foreign key linking to finance.cost_center. Business justification: Purchase orders are issued against cost center budgets for budget control and encumbrance accounting. Budget managers approve POs against their cost center allocations, fundamental to utility procurem | Internal - LLM Generated Cross-Domain Link
procurement_transactions | purchase_order | docket_id | Docket Id (Foreign Key) | BIGINT |  |  | regulatory.docket.docket_id | Foreign key linking to regulatory.docket. Business justification: Rate case proceedings and prudency reviews require PO documentation for capital expenditure justification. Regulatory audits trace approved rate base investments back to procurement records. Essential | Internal - LLM Generated Cross-Domain Link
procurement_transactions | purchase_order | employee_id | Buyer ID | BIGINT |  |  | workforce.employee.employee_id | Reference to the procurement specialist or purchasing agent responsible for this PO. Links to employee master record. | SAP S/4HANA Organizational Management
procurement_transactions | purchase_order | gl_account_id | Gl Account Id (Foreign Key) | BIGINT |  |  | finance.gl_account.gl_account_id | Foreign key linking to finance.gl_account. Business justification: PO encumbrances post to GL accounts for commitment accounting and funds reservation. Required for accurate available budget calculations and preventing over-commitment of budgeted funds in utility fin | Internal - LLM Generated Cross-Domain Link
procurement_transactions | purchase_order | procurement_contract_id | Procurement Contract Id (Foreign Key) | BIGINT |  |  | supply.procurement_contract.procurement_contract_id | Foreign key linking to supply.procurement_contract. Business justification: Purchase orders can be created as releases against procurement contracts (blanket POs, fuel contracts). Currently denormalized as contract_number (STRING). Adding procurement_contract_id FK enables co | Internal - LLM Generated Cross-Domain Link
procurement_transactions | purchase_order | vendor_id | Vendor ID | BIGINT |  |  | supply.vendor.vendor_id | Reference to the supplier or contractor providing the materials, equipment, fuel, or services. Links to vendor master record in ERP system. | SAP S/4HANA Vendor Master
procurement_transactions | purchase_order | approval_date | Approval Date | DATE |  |  |  | Date the purchase order received final authorization from the approving authority based on delegation of authority matrix and spending thresholds. | SAP S/4HANA Workflow
procurement_transactions | purchase_order | approved_by | Approved By | STRING |  |  |  | Name or employee ID of the manager or executive who provided final approval for this purchase order based on spending authority limits. | SAP S/4HANA Workflow
procurement_transactions | purchase_order | buyer_name | Buyer Name | STRING |  |  |  | Full name of the procurement specialist responsible for this purchase order. Denormalized for reporting and audit trail. | SAP S/4HANA Organizational Management
procurement_transactions | purchase_order | cancellation_date | Cancellation Date | DATE |  |  |  | Date the purchase order was cancelled before fulfillment. Used for tracking procurement process failures and vendor performance issues. | SAP S/4HANA Purchasing Documents
procurement_transactions | purchase_order | cancellation_reason | Cancellation Reason | STRING |  |  |  | Business justification for purchase order cancellation (e.g., project cancelled, vendor unable to deliver, duplicate order, budget cut). Supports root cause analysis for procurement process improvement. | SAP S/4HANA Purchasing Documents
procurement_transactions | purchase_order | closed_date | Closed Date | DATE |  |  |  | Date the purchase order was administratively closed after all goods receipts, invoice verifications, and payments were completed. Marks the end of the procurement-to-pay cycle. | SAP S/4HANA Purchasing Documents
procurement_transactions | purchase_order | company_code | Company Code | STRING |  |  |  | Legal entity code in the ERP system representing the utility company or subsidiary issuing the purchase order. Used for financial consolidation and regulatory reporting. | SAP S/4HANA Financial Accounting
procurement_transactions | purchase_order | created_timestamp | Created Timestamp | TIMESTAMP |  |  |  | Date and time when the purchase order record was first created in the ERP system. Audit trail for procurement cycle time analysis. | ISO 8601 Timestamp Format
procurement_transactions | purchase_order | currency_code | Currency Code | STRING |  | '^[A-Z]{3}$ |  | Three-letter ISO 4217 currency code for the purchase order monetary values. Typically USD for US-based utilities, but may vary for international procurement or fuel hedging contracts. | ISO 4217 Currency Codes
procurement_transactions | purchase_order | delivery_address | Delivery Address | STRING | confidential,pii_address |  |  | Full physical address for material delivery or service performance location. May differ from plant master address for field construction or emergency restoration sites. | ISO 19160-1 Addressing
procurement_transactions | purchase_order | erp_document_number | Enterprise Resource Planning (ERP) Document Number | STRING |  |  |  | Native document identifier from SAP S/4HANA or Oracle ERP Cloud. Provides traceability to source system for audit and reconciliation. | SAP S/4HANA Document Management
procurement_transactions | purchase_order | freight_amount | Freight Amount | DECIMAL(18,2) |  |  |  | Shipping, transportation, or logistics charges associated with material delivery. May be vendor-charged or utility-arranged depending on incoterms. | SAP S/4HANA Purchasing Conditions
procurement_transactions | purchase_order | goods_receipt_indicator | Goods Receipt Indicator | BOOLEAN |  |  |  | Flag indicating whether goods receipt posting is required for this PO. True for materials requiring inventory management and quality inspection; false for services and direct-charge items. | SAP S/4HANA Inventory Management
procurement_transactions | purchase_order | incoterms | Incoterms | STRING |  |  |  | International Commercial Terms defining the division of costs, risks, and responsibilities between buyer and seller for transportation and delivery. Critical for imported equipment and international fuel procurement. [ENUM-REF-CANDIDATE: EXW¦FCA¦CPT¦CIP¦DAP¦DPU¦DDP¦FAS¦FOB¦CFR¦CIF — 11 candidates stripped; promote to reference product] | ICC Incoterms 2020
procurement_transactions | purchase_order | invoice_receipt_indicator | Invoice Receipt Indicator | BOOLEAN |  |  |  | Flag indicating whether invoice verification is required before payment. Supports three-way match control (PO, goods receipt, invoice) for SOX compliance. | SAP S/4HANA Invoice Verification
procurement_transactions | purchase_order | last_modified_timestamp | Last Modified Timestamp | TIMESTAMP |  |  |  | Date and time of the most recent update to the purchase order record. Tracks changes to quantities, prices, delivery dates, or status throughout the procurement lifecycle. | ISO 8601 Timestamp Format
procurement_transactions | purchase_order | material_group | Material Group | STRING |  |  |  | Commodity classification or material category for purchased items (e.g., transformers, conductors, natural gas, coal, IT hardware, professional services). Used for spend analytics and category management. | SAP S/4HANA Material Master
procurement_transactions | purchase_order | payment_terms | Payment Terms | STRING |  |  |  | Contractual payment terms negotiated with the vendor (e.g., Net 30, Net 45, 2/10 Net 30). Defines due date calculation and early payment discount eligibility. | SAP S/4HANA Vendor Master Payment Terms
procurement_transactions | purchase_order | plant_code | Plant Code | STRING |  |  |  | Destination facility, power plant, substation, service center, or warehouse where materials or services will be delivered or performed. Links to asset location master. | SAP S/4HANA Plant Master
procurement_transactions | purchase_order | po_date | Purchase Order (PO) Date | DATE |  |  |  | Date the purchase order was created and issued to the vendor. Establishes the contractual commitment date and payment terms baseline. | SAP S/4HANA Purchasing Documents
procurement_transactions | purchase_order | po_number | Purchase Order (PO) Number | STRING |  | '^[A-Z0-9]{8,20}$ |  | Externally-known business identifier for the purchase order. Unique document number assigned by SAP S/4HANA or Oracle ERP Cloud for procurement tracking and vendor communication. | SAP S/4HANA Materials Management
procurement_transactions | purchase_order | po_status | Purchase Order (PO) Status | STRING |  |  |  | Current lifecycle state of the purchase order in the procurement-to-pay workflow. Tracks progression from creation through goods receipt and final closure. [ENUM-REF-CANDIDATE: draft¦approved¦issued¦partially_received¦fully_received¦closed¦cancelled — 7 candidates stripped; promote to reference product] | SAP S/4HANA Purchasing Document Status
procurement_transactions | purchase_order | po_type | Purchase Order (PO) Type | STRING |  | standard¦blanket¦framework¦service¦contract |  | Classification of the purchase order based on procurement strategy. Standard for one-time purchases, blanket for recurring material releases, framework for long-term agreements, service for labor/consulting, contract for multi-year commitments. | SAP S/4HANA Purchasing Document Types
procurement_transactions | purchase_order | priority_code | Priority Code | STRING |  | routine¦expedite¦emergency¦critical |  | Urgency classification for procurement processing and vendor expediting. Emergency and critical priorities used for storm restoration and forced outage response. | SAP S/4HANA Purchasing Documents
procurement_transactions | purchase_order | promised_delivery_date | Promised Delivery Date | DATE |  |  |  | Date committed by the vendor for delivery or service completion. Used for supplier performance tracking and expediting follow-up. | SAP S/4HANA Vendor Confirmations
procurement_transactions | purchase_order | purchase_order_id | Purchase Order (PO) ID | BIGINT |  |  |  | Unique identifier for the purchase order record. Primary key for the purchase order entity. | ISO/IEC 11179 | TRUE
procurement_transactions | purchase_order | purchasing_group | Purchasing Group | STRING |  |  |  | Specialized procurement team or category management group responsible for specific material classes or vendor relationships (e.g., generation fuel, T&D equipment, IT services). | SAP S/4HANA Purchasing Groups
procurement_transactions | purchase_order | purchasing_organization | Purchasing Organization | STRING |  |  |  | Organizational unit responsible for procurement activities. Typically aligned with business unit, region, or legal entity for centralized or decentralized procurement models. | SAP S/4HANA Organizational Structure
procurement_transactions | purchase_order | requested_delivery_date | Requested Delivery Date | DATE |  |  |  | Date by which the utility requires materials or services to be delivered. Drives vendor lead time planning and expediting priorities for outage restoration or project schedules. | SAP S/4HANA Materials Management
procurement_transactions | purchase_order | requisition_number | Purchase Requisition Number | STRING |  |  |  | Source purchase requisition document number that originated this PO. Provides traceability from internal demand to external procurement. | SAP S/4HANA Materials Management
procurement_transactions | purchase_order | storage_location | Storage Location | STRING |  |  |  | Specific warehouse, yard, or inventory storage area within the plant where materials will be received and stocked. | SAP S/4HANA Inventory Management
procurement_transactions | purchase_order | tax_amount | Tax Amount | DECIMAL(18,2) |  |  |  | Total sales tax, use tax, or value-added tax (VAT) applicable to the purchase order based on jurisdiction and material tax classification. | SAP S/4HANA Tax Determination
procurement_transactions | purchase_order | total_po_value | Total Purchase Order (PO) Value | DECIMAL(18,2) |  |  |  | Total monetary value of the purchase order including all line items, before taxes and freight. Represents the committed spend amount for budget tracking and vendor payment. | SAP S/4HANA Purchasing Documents
procurement_transactions | purchase_order | total_po_value_with_tax | Total Purchase Order (PO) Value with Tax | DECIMAL(18,2) |  |  |  | Grand total of the purchase order including base value, taxes, and freight. Represents the maximum payment obligation to the vendor. | SAP S/4HANA Purchasing Documents
procurement_transactions | purchase_order | vendor_site_code | Vendor Site Code | STRING |  |  |  | Specific vendor location or branch code for multi-site suppliers. Identifies the remit-to address and payment processing location. | Oracle ERP Cloud Supplier Sites
procurement_transactions | purchase_order | wbs_element | Work Breakdown Structure (WBS) Element | STRING |  |  |  | Project work breakdown structure element for CAPEX purchases tied to capital projects (new generation capacity, transmission line construction, substation upgrades). Enables AFUDC calculation and asset capitalization. | SAP S/4HANA Project Systems
procurement_transactions | purchase_requisition | cost_center_id | Cost Center Id (Foreign Key) | BIGINT |  |  | finance.cost_center.cost_center_id | Foreign key linking to finance.cost_center. Business justification: Purchase requisitions originate from cost centers and require cost center manager approval against budget. First step in budget authorization workflow, essential for budget control and procurement aut | Internal - LLM Generated Cross-Domain Link
procurement_transactions | purchase_requisition | gl_account_id | Gl Account Id (Foreign Key) | BIGINT |  |  | finance.gl_account.gl_account_id | Foreign key linking to finance.gl_account. Business justification: Requisitions specify GL accounts for budget checking and eventual posting. Required for validating budget availability at requisition stage and ensuring proper account coding flows through to PO and i | Internal - LLM Generated Cross-Domain Link
procurement_transactions | purchase_requisition | primary_purchase_material_master_id | Material ID | BIGINT |  |  | supply.material_master.material_master_id | Reference to the cataloged material master record for standard inventory items. Populated for requisitions requesting materials from the enterprise material catalog. Null for non-catalog or free-text service requisitions. | SAP S/4HANA MM Module - Material Master
procurement_transactions | purchase_requisition | procurement_contract_id | Procurement Contract Id (Foreign Key) | BIGINT |  |  | supply.procurement_contract.procurement_contract_id | Foreign key linking to supply.procurement_contract. Business justification: Purchase requisitions can reference existing procurement contracts for pricing and vendor selection. Currently denormalized as contract_reference_number (STRING). Adding procurement_contract_id FK ena | Internal - LLM Generated Cross-Domain Link
procurement_transactions | purchase_requisition | purchase_order_id | Purchase Order (PO) ID | BIGINT |  |  | supply.purchase_order.purchase_order_id | Reference to the purchase order that was created from this requisition after approval. Null if the requisition has not yet been converted to a PO or was cancelled. | SAP S/4HANA MM Module - Purchase Order Reference
procurement_transactions | purchase_requisition | requester_employee_id | Requester Employee ID | BIGINT | confidential,pii_identifier | '^[A-Z0-9]{6,10}$ | workforce.employee.employee_id | Employee identifier of the person who created the requisition. Links to the human capital management system for organizational hierarchy and approval routing. | SAP S/4HANA HCM Module - Personnel Number
procurement_transactions | purchase_requisition | vendor_id | Vendor ID | BIGINT |  |  | supply.vendor.vendor_id | Suggested or assigned vendor for fulfilling this requisition. May be pre-populated by the requester based on preferred supplier relationships or assigned by the purchasing group during PO creation. | SAP S/4HANA MM Module - Vendor Master
procurement_transactions | purchase_requisition | approval_date | Approval Date | DATE |  |  |  | Date on which the requisition received final approval and became eligible for conversion to a purchase order. Null if not yet approved. | SAP S/4HANA MM Module - Release Date
procurement_transactions | purchase_requisition | approval_workflow_code | Approval Workflow ID | STRING |  | '^[A-Z0-9]{10,20}$ |  | Identifier for the approval workflow instance routing this requisition through the release strategy. Tracks the multi-level approval process based on requisition value thresholds and organizational hierarchy. | SAP S/4HANA MM Module - Release Strategy |  | TRUE | An approval workflow is a process/system concept — it references a workflow engine or workflow definition in an external BPM/ERP system. This is not a core business entity that the utility would manage as a first-class record. It fails the Tier 1/Tier 2 business relevance gate (infrastructure/technical concept). Only one table references it. Renaming to approval_workflow_code to indicate it's an external system reference.
procurement_transactions | purchase_requisition | approved_by_name | Approved By Name | STRING | confidential |  |  | Name of the manager or authorized approver who granted final approval for the requisition. Null if requisition is still pending approval or was rejected. | SAP S/4HANA MM Module - Release Approver
procurement_transactions | purchase_requisition | created_timestamp | Created Timestamp | TIMESTAMP |  |  |  | Date and time when the purchase requisition record was first created in the system. Represents the initiation of the procurement demand. | SAP S/4HANA MM Module - Creation Date/Time
procurement_transactions | purchase_requisition | currency_code | Currency Code | STRING |  | USD¦CAD¦EUR¦GBP¦MXN |  | Three-letter ISO 4217 currency code for the estimated price and total value. Typically USD for US-based utility operations. | ISO 4217 Currency Codes
procurement_transactions | purchase_requisition | estimated_total_value | Estimated Total Value | DECIMAL(18,2) |  |  |  | Total estimated value of the requisition line, calculated as requested quantity multiplied by estimated unit price. Used for approval threshold determination and budget commitment. | SAP S/4HANA MM Module - Requisition Value
procurement_transactions | purchase_requisition | estimated_unit_price | Estimated Unit Price | DECIMAL(18,4) |  |  |  | Estimated or budgeted price per unit of measure for the requested item or service. Used for budget validation and purchase order creation. May be based on historical pricing, catalog rates, or requester estimate. | SAP S/4HANA MM Module - Valuation Price
procurement_transactions | purchase_requisition | last_modified_timestamp | Last Modified Timestamp | TIMESTAMP |  |  |  | Date and time of the most recent update to the requisition record. Tracks changes to quantity, delivery date, status, or other requisition attributes during the approval and procurement workflow. | SAP S/4HANA MM Module - Change Date/Time
procurement_transactions | purchase_requisition | plant_code | Plant Code | STRING |  | '^[A-Z0-9]{4,6}$ |  | SAP plant code representing the physical location or operational facility where the material or service will be delivered and used. May represent a generation plant, service center, warehouse, or district office. | SAP S/4HANA MM Module - Plant Master
procurement_transactions | purchase_requisition | po_conversion_date | Purchase Order (PO) Conversion Date | DATE |  |  |  | Date on which the approved requisition was converted into a purchase order by the purchasing group. Marks the transition from internal demand to external vendor commitment. | SAP S/4HANA MM Module - PO Creation Date
procurement_transactions | purchase_requisition | priority_indicator | Priority Indicator | STRING |  | normal¦urgent¦emergency¦critical |  | Urgency classification for the requisition. Normal for standard procurement lead times, urgent for expedited processing, emergency for immediate operational needs (e.g., equipment failure), critical for safety or regulatory compliance requirements. | SAP S/4HANA MM Module - Requisition Priority
procurement_transactions | purchase_requisition | purchase_requisition_id | Purchase Requisition ID | BIGINT |  |  |  | Unique identifier for the purchase requisition record. Primary key for the purchase requisition entity. | SAP S/4HANA MM Module - Purchase Requisition Master | TRUE
procurement_transactions | purchase_requisition | purchasing_group | Purchasing Group | STRING |  | '^[A-Z0-9]{3,6}$ |  | Buyer or purchasing group code assigned to process this requisition and convert it to a purchase order. Represents the procurement team responsible for sourcing, vendor selection, and contract negotiation. | SAP S/4HANA MM Module - Purchasing Group Master
procurement_transactions | purchase_requisition | rejection_reason | Rejection Reason | STRING |  |  |  | Free-text explanation for why the requisition was rejected during the approval workflow. Captures business justification for denial such as budget unavailability, duplicate request, or insufficient justification. | SAP S/4HANA MM Module - Rejection Text
procurement_transactions | purchase_requisition | requested_quantity | Requested Quantity | DECIMAL(18,3) |  |  |  | Quantity of material or service units requested in this requisition line. Expressed in the unit of measure specified in the unit_of_measure field. | SAP S/4HANA MM Module - Requisition Quantity
procurement_transactions | purchase_requisition | requester_department | Requester Department | STRING |  |  |  | Organizational department or functional area of the requester. Examples include Generation Operations, Transmission Maintenance, Distribution Field Services, Gas Operations, or Capital Projects. | SAP S/4HANA HCM Module - Organizational Unit
procurement_transactions | purchase_requisition | requester_name | Requester Name | STRING | confidential |  |  | Name of the employee or contractor who created the purchase requisition. Typically a field operations supervisor, maintenance planner, project manager, or generation plant staff member. | SAP S/4HANA MM Module - Requisition Creator
procurement_transactions | purchase_requisition | required_delivery_date | Required Delivery Date | DATE |  |  |  | Date by which the requested material or service must be delivered to meet operational or project schedule requirements. Used for procurement planning and vendor lead time evaluation. | SAP S/4HANA MM Module - Delivery Date
procurement_transactions | purchase_requisition | requisition_notes | Requisition Notes | STRING |  |  |  | Free-text notes and comments providing additional context, special instructions, or business justification for the requisition. May include technical specifications, delivery instructions, or project background. | SAP S/4HANA MM Module - Item Text
procurement_transactions | purchase_requisition | requisition_number | Purchase Requisition Number | STRING |  | '^[A-Z0-9]{10,20}$ |  | Business identifier for the purchase requisition document. Externally visible requisition number used for tracking and reference in procurement workflows. | SAP S/4HANA MM Module - Purchase Requisition Document Number
procurement_transactions | purchase_requisition | requisition_status | Requisition Status | STRING |  |  |  | Current lifecycle state of the purchase requisition in the approval and procurement workflow. Tracks progression from initial creation through approval gates to conversion into a purchase order or rejection. [ENUM-REF-CANDIDATE: created¦pending_approval¦approved¦rejected¦converted_to_po¦cancelled¦on_hold — 7 candidates stripped; promote to reference product] | SAP S/4HANA MM Module - Requisition Release Strategy
procurement_transactions | purchase_requisition | requisition_type | Requisition Type | STRING |  | standard_material¦service¦fuel¦emergency¦storm_restoration¦capital_project |  | Classification of the purchase requisition based on the nature of the procurement request. Standard material for cataloged inventory items, service for contracted labor or professional services, fuel for generation plant coal/gas/oil purchases, emergency for urgent unplanned needs, storm restoration for outage recovery materials, and capital project for CAPEX-funded equipment and construction materials. | SAP S/4HANA MM Module - Requisition Type Configuration
procurement_transactions | purchase_requisition | storage_location_code | Storage Location Code | STRING |  | '^[A-Z0-9]{4,6}$ |  | Storage location within the plant where the material will be received and stocked. Represents a warehouse, yard, or inventory staging area. Applicable only for material requisitions, not services. | SAP S/4HANA MM Module - Storage Location Master
procurement_transactions | purchase_requisition | unit_of_measure | Unit of Measure (UOM) | STRING |  |  |  | Standard unit of measure for the requested quantity. EA for each/piece, FT for feet of cable or pipe, GAL for gallons of liquid, LB for pounds, TON for tons of coal or equipment weight, KWH/MWH for energy, MCF/THERM for natural gas, HR/DAY for service labor time. [ENUM-REF-CANDIDATE: EA¦FT¦GAL¦LB¦TON¦KWH¦MWH¦MCF¦THERM¦HR¦DAY¦EACH — 12 candidates stripped; promote to reference product] | SAP S/4HANA MM Module - Unit of Measure Master
procurement_transactions | purchase_requisition | wbs_element | Work Breakdown Structure (WBS) Element | STRING |  | '^[A-Z0-9\-\.]{8,24}$ |  | Work Breakdown Structure element identifier for CAPEX (capital expenditure) project-related requisitions. Links the requisition to a specific capital project phase or deliverable for project cost tracking and AFUDC calculation. Mutually exclusive with cost center for OPEX items. | SAP S/4HANA PS Module - WBS Element
vendor_management | procurement_contract | docket_id | Docket Id (Foreign Key) | BIGINT |  |  | regulatory.docket.docket_id | Foreign key linking to regulatory.docket. Business justification: Long-term fuel and equipment contracts require regulatory approval in rate cases and CPCN applications. Contracts are exhibits in regulatory filings. Prudency reviews examine contract terms and pricin | Internal - LLM Generated Cross-Domain Link
vendor_management | procurement_contract | vendor_id | Vendor ID | BIGINT |  |  | supply.vendor.vendor_id | Identifier of the supplier or contractor party to this procurement contract. Links to vendor master record in ERP (Enterprise Resource Planning) system for payment terms, contact information, and performance history. | SAP S/4HANA MM Vendor Master
vendor_management | procurement_contract | amendment_count | Amendment Count | INT |  |  |  | Total number of formal amendments executed against this contract. High amendment counts may indicate scope creep, pricing volatility, or contract management challenges. Used for contract performance analysis and vendor relationship assessment. | Contract Change Management
vendor_management | procurement_contract | base_price | Base Price | DECIMAL(18,4) | confidential |  |  | Initial unit price or rate established at contract execution. For fuel contracts, may represent the base commodity price before index adjustments. For equipment, the negotiated unit price. For services, the hourly or daily rate. Subject to escalation clauses and index linkage adjustments over contract life. | Contract Pricing Terms
vendor_management | procurement_contract | commodity_category | Commodity Category | STRING |  |  |  | High-level classification of goods or services covered by this contract. Examples include generation fuel (coal, natural gas, nuclear fuel), T&D equipment (transformers, conductors, poles), fleet services (vehicles, maintenance), IT hardware, professional services, or construction services. Used for spend analytics and category management. | Internal Procurement Category Taxonomy
vendor_management | procurement_contract | contract_approval_date | Contract Approval Date | DATE |  |  |  | Date when the procurement contract received final internal authorization and was approved for execution. May represent board approval for high-value contracts, executive approval, or procurement authority approval depending on contract value and organizational delegation of authority. | Internal Procurement Approval Policy
vendor_management | procurement_contract | contract_document_repository_path | Contract Document Repository Path | STRING |  |  |  | File path or URL to the executed contract document and amendments in the enterprise document management system. Enables quick access to full contract terms for legal review, audit, or dispute resolution. May reference SharePoint, SAP DMS (Document Management System), or dedicated contract management system. | Enterprise Document Management System
vendor_management | procurement_contract | contract_execution_date | Contract Execution Date | DATE |  |  |  | Date when the contract was signed by both utility and vendor, making it legally binding. May differ from effective start date if contract includes a future commencement provision. Used for contract age analysis and audit trail. | Contract Legal Terms
vendor_management | procurement_contract | contract_number | Contract Number | STRING |  |  |  | Externally-known unique business identifier for the procurement contract. Used for vendor communication, invoice reconciliation, and cross-system reference. May follow organizational numbering schemes or SAP outline agreement document number format. | SAP S/4HANA MM Outline Agreement
vendor_management | procurement_contract | contract_owner | Contract Owner | STRING |  |  |  | Name or identifier of the utility employee responsible for managing this procurement contract. Typically a procurement specialist, category manager, or fuel supply manager. Accountable for contract performance monitoring, renewal negotiations, and vendor relationship management. | Internal Procurement Policy
vendor_management | procurement_contract | contract_status | Contract Status | STRING |  |  |  | Current lifecycle state of the procurement contract. Draft indicates contract under negotiation; pending approval awaiting internal authorization; active indicates contract in force and available for release; suspended temporarily halted; expired past validity period; terminated ended before expiration; closed completed and archived. [ENUM-REF-CANDIDATE: draft¦pending_approval¦active¦suspended¦expired¦terminated¦closed — 7 candidates stripped; promote to reference product] | SAP S/4HANA MM Contract Status
vendor_management | procurement_contract | contract_type | Contract Type | STRING |  | quantity_contract¦value_contract¦fuel_ppa¦service_agreement¦blanket_po¦framework_agreement |  | Classification of the procurement contract based on commitment structure. Quantity contract commits to specific volumes; value contract commits to dollar amounts; fuel PPA (Power Purchase Agreement) for generation fuel supply; service agreement for O&M (Operations and Maintenance) services; blanket PO (Purchase Order) for recurring purchases; framework agreement for multi-year supply arrangements. | SAP S/4HANA MM Contract Types
vendor_management | procurement_contract | created_timestamp | Created Timestamp | TIMESTAMP |  |  |  | Timestamp when this procurement contract record was first created in the system. Represents initial data capture, which may precede contract negotiation completion. Used for data lineage and audit trail. | Data Governance Audit Standards
vendor_management | procurement_contract | currency_code | Currency Code | STRING |  | '^[A-Z]{3}$ |  | Three-letter ISO 4217 currency code for contract financial terms. Typically USD for domestic utility operations; may include CAD, MXN, or EUR for cross-border procurement or international equipment suppliers. | ISO 4217 Currency Codes
vendor_management | procurement_contract | effective_end_date | Effective End Date | DATE |  |  |  | Date when the procurement contract expires and is no longer available for new purchase order releases. Nullable for evergreen or open-ended contracts. May trigger renewal evaluation or contract closeout procedures. | GAAP (Generally Accepted Accounting Principles) Contract Recognition
vendor_management | procurement_contract | effective_start_date | Effective Start Date | DATE |  |  |  | Date when the procurement contract becomes legally binding and available for purchase order release. Marks the beginning of the contract validity period. | GAAP (Generally Accepted Accounting Principles) Contract Recognition
vendor_management | procurement_contract | fuel_index_linkage | Fuel Index Linkage | STRING |  |  |  | Specific commodity price index used for fuel contract price adjustments. Examples include Henry Hub natural gas spot price, NYMEX futures, regional coal price indices, or uranium spot price. Enables pass-through of commodity price volatility and aligns contract pricing with market conditions. Applicable primarily to generation fuel supply contracts. | Energy Market Price Indices
vendor_management | procurement_contract | insurance_requirements | Insurance Requirements | STRING |  |  |  | Contractually mandated insurance coverage the vendor must maintain. Typically includes general liability, workers compensation, professional liability (for service contracts), and automobile liability. May specify minimum coverage amounts and require utility to be named as additional insured. Critical for risk transfer and regulatory compliance. | Contract Risk Management Terms
vendor_management | procurement_contract | last_amendment_date | Last Amendment Date | DATE |  |  |  | Date of the most recent contract amendment or modification. Amendments may adjust pricing, quantities, scope, or terms. Nullable if no amendments have been executed. Used for contract change tracking and version control. | Contract Change Management
vendor_management | procurement_contract | last_updated_timestamp | Last Updated Timestamp | TIMESTAMP |  |  |  | Timestamp of the most recent modification to this procurement contract record. Captures updates to status, pricing, quantities, or any other contract attribute. Used for change tracking and data freshness assessment. | Data Governance Audit Standards
vendor_management | procurement_contract | maximum_quantity_commitment | Maximum Quantity Commitment | DECIMAL(18,3) |  |  |  | Contractually allowed maximum purchase quantity over the contract period. Protects vendor from unlimited demand and utility from supply shortages. Common in fuel supply contracts and equipment framework agreements. Nullable for open-ended service agreements. | Contract Terms and Conditions
vendor_management | procurement_contract | minimum_quantity_commitment | Minimum Quantity Commitment | DECIMAL(18,3) |  |  |  | Contractually obligated minimum purchase quantity over the contract period. Common in fuel supply contracts (e.g., minimum annual MCF (Thousand Cubic Feet) of natural gas or tons of coal) and equipment blanket orders. Failure to meet minimum may trigger penalties or price adjustments. Nullable for value contracts or service agreements without quantity commitments. | Contract Terms and Conditions
vendor_management | procurement_contract | notes | Contract Notes | STRING |  |  |  | Free-text field for additional contract information, special conditions, negotiation history, or operational notes. May capture unique contract provisions, vendor relationship context, or procurement strategy rationale not captured in structured fields. | Internal Procurement Documentation
vendor_management | procurement_contract | payment_terms | Payment Terms | STRING |  |  |  | Contractual payment schedule and conditions. Examples include Net 30, Net 60, 2/10 Net 30 (2% discount if paid within 10 days), progress payments for construction contracts, or milestone-based payments for project services. Impacts cash flow management and vendor relationship. | SAP S/4HANA MM Payment Terms
vendor_management | procurement_contract | performance_guarantee | Performance Guarantee | STRING |  |  |  | Contractual performance commitments and associated remedies. May include delivery time guarantees, quality specifications, service level agreements (SLAs), equipment performance warranties, or fuel quality specifications (BTU content, sulfur content). Defines vendor accountability and utility recourse for non-performance. | Contract Terms and Conditions
vendor_management | procurement_contract | price_escalation_clause | Price Escalation Clause | STRING |  |  |  | Description of contractual price adjustment mechanism over time. May reference inflation indices (CPI, PPI), commodity indices (Henry Hub for natural gas, coal price indices), labor rate adjustments, or fixed annual percentage increases. Critical for multi-year contract cost forecasting and budget planning. | Contract Pricing Terms
vendor_management | procurement_contract | price_unit_of_measure | Price Unit of Measure | STRING |  |  |  | Unit of measure for pricing. Examples include per MCF for natural gas, per ton for coal, per MWh for power, per each for equipment, per hour for labor services. Must align with quantity unit of measure for accurate cost calculation. | SAP S/4HANA MM Pricing Unit
vendor_management | procurement_contract | procurement_contract_id | Procurement Contract ID | BIGINT |  |  |  | Unique identifier for the procurement contract record. Primary key for the procurement contract entity. |  | TRUE
vendor_management | procurement_contract | purchasing_group | Purchasing Group | STRING |  |  |  | Buyer group or category team responsible for this contract. Examples include generation fuel team, substation equipment team, fleet services team, or IT procurement team. Used for workload distribution and specialized procurement expertise. | SAP S/4HANA MM Organizational Structure
vendor_management | procurement_contract | purchasing_organization | Purchasing Organization | STRING |  |  |  | Organizational unit within the utility responsible for procurement activities under this contract. May represent corporate procurement, generation fuel procurement, T&D (Transmission and Distribution) materials, or regional procurement centers. Aligns with SAP purchasing organization structure. | SAP S/4HANA MM Organizational Structure
vendor_management | procurement_contract | quantity_unit_of_measure | Quantity Unit of Measure | STRING |  |  |  | Unit of measure for quantity commitments and releases. Examples include MCF (Thousand Cubic Feet) or BCF (Billion Cubic Feet) for natural gas, tons for coal, MWh (Megawatt-Hour) for purchased power, each for equipment units, or hours for service contracts. Must align with vendor invoicing and inventory management units. | SAP S/4HANA MM Unit of Measure
vendor_management | procurement_contract | regulatory_compliance_requirements | Regulatory Compliance Requirements | STRING |  |  |  | Contractual obligations for vendor compliance with utility industry regulations. May include NERC (North American Electric Reliability Corporation) CIP (Critical Infrastructure Protection) requirements for cyber security, OSHA (Occupational Safety and Health Administration) safety standards, EPA (Environmental Protection Agency) environmental regulations, or state PUC (Public Utility Commission) procurement rules. Ensures vendor activities do not create regulatory risk for utility. | NERC, FERC (Federal Energy Regulatory Commission), EPA, OSHA, State PUC Regulations
vendor_management | procurement_contract | renewal_terms | Renewal Terms | STRING |  |  |  | Contractual provisions for contract extension or renewal. May specify automatic renewal unless notice given, option periods with defined pricing, or requirement for renegotiation. Includes notice period requirements (e.g., 90 days prior to expiration) and conditions for renewal pricing adjustments. | Contract Terms and Conditions
vendor_management | procurement_contract | sap_outline_agreement_number | SAP Outline Agreement Number | STRING |  |  |  | SAP S/4HANA system document number for the outline agreement (contract or scheduling agreement) record. Enables integration between procurement contract master data and SAP MM (Materials Management) purchase order release, goods receipt, and invoice verification processes. Critical for ERP (Enterprise Resource Planning) system traceability. | SAP S/4HANA MM Outline Agreement
vendor_management | procurement_contract | termination_clause | Termination Clause | STRING |  |  |  | Contractual provisions allowing early termination by either party. May include termination for convenience (with notice period and penalties), termination for cause (vendor non-performance, safety violations), force majeure provisions, or change-in-law provisions. Critical for risk management and contract flexibility. | Contract Terms and Conditions
vendor_management | procurement_contract | total_contract_value | Total Contract Value | DECIMAL(18,2) | confidential |  |  | Maximum financial commitment under this contract in USD (United States Dollars). For value contracts, represents the spending limit; for quantity contracts, represents estimated total value based on committed quantities and unit prices. Used for budget planning, spend tracking, and contract authority approval thresholds. | GAAP (Generally Accepted Accounting Principles) Contract Valuation
vendor_management | vendor | bank_account_number | Bank Account Number | STRING | restricted,pii_financial |  |  | Vendor bank account number for EFT payment processing. Encrypted at rest and in transit per PCI DSS standards. | PCI DSS
vendor_management | vendor | bank_name | Bank Name | STRING | confidential,pii_financial |  |  | Name of the financial institution holding the vendor's account for Electronic Funds Transfer (EFT) payments.
vendor_management | vendor | bank_routing_number | Bank Routing Number (ABA) | STRING | confidential,pii_financial |  |  | ABA routing transit number for the vendor's bank. Used for ACH and wire transfer payments. | NACHA Operating Rules
vendor_management | vendor | bonding_capacity_usd | Bonding Capacity (USD) | DECIMAL(15,2) | confidential |  |  | Maximum dollar value of performance and payment bonds the vendor can secure from surety. Critical for large CAPEX construction projects (transmission lines, substations, generation plant construction). Expressed in US dollars.
vendor_management | vendor | classification | Vendor Classification | STRING |  | material_supplier¦fuel_supplier¦td_contractor¦generation_services¦professional_services¦it_vendor |  | Primary classification of vendor by service or product category. Material supplier provides T&D equipment and O&M supplies; fuel supplier provides coal, natural gas, or uranium for generation; T&D contractor performs transmission and distribution construction and maintenance; generation services provides plant O&M and outage support; professional services includes engineering, legal, and consulting; IT vendor provides software, hardware, and technology services.
vendor_management | vendor | created_timestamp | Record Created Timestamp | TIMESTAMP |  |  |  | Timestamp when the vendor record was first created in the system. Audit field for data lineage and compliance. | SOX
vendor_management | vendor | dba_name | Doing Business As (DBA) Name | STRING |  |  |  | Trade name or doing-business-as name if different from legal name. Used for operational communications and invoice matching.
vendor_management | vendor | diversity_classification | Diversity Classification | STRING |  |  |  | Supplier diversity certification status. Minority Business Enterprise (MBE), Women Business Enterprise (WBE), Small Business Enterprise (SBE), Service-Disabled Veteran-Owned Business (SDVOB), or other diversity designations. Supports regulatory supplier diversity reporting and corporate social responsibility goals. [ENUM-REF-CANDIDATE: mbe¦wbe¦sbe¦sdvob¦dbe¦lgbtbe¦vbe¦none — promote to reference product] | NMSDC, WBENC, SBA
vendor_management | vendor | duns_number | Data Universal Numbering System (DUNS) Number | STRING |  |  |  | Dun & Bradstreet DUNS number for vendor identity verification, credit assessment, and supplier risk management. | Dun & Bradstreet
vendor_management | vendor | insurance_certificate_status | Insurance Certificate Status | STRING |  | current¦expired¦pending¦not_required |  | Status of the vendor's certificate of insurance (COI) demonstrating required liability, workers compensation, and other coverage. Current indicates valid coverage on file; expired triggers procurement hold; pending indicates renewal in process.
vendor_management | vendor | insurance_expiration_date | Insurance Certificate Expiration Date | DATE |  |  |  | Expiration date of the vendor's current certificate of insurance. Monitored for proactive renewal to avoid procurement disruption.
vendor_management | vendor | last_modified_timestamp | Record Last Modified Timestamp | TIMESTAMP |  |  |  | Timestamp when the vendor record was most recently updated. Audit field for change tracking and data governance. | SOX
vendor_management | vendor | last_transaction_date | Last Transaction Date | DATE |  |  |  | Date of the most recent purchase order, invoice, or payment transaction with the vendor. Used to identify inactive vendors for master data cleanup.
vendor_management | vendor | legal_name | Vendor Legal Name | STRING |  |  |  | Full legal name of the vendor organization as registered with governing authorities. Used for contract execution, tax reporting, and regulatory filings. | GAAP, SOX
vendor_management | vendor | modified_by_user | Modified By User Identifier | STRING |  |  |  | User ID or system account that last modified the vendor record. Supports audit trail and accountability for master data changes. | SOX
vendor_management | vendor | notes | Vendor Notes | STRING |  |  |  | Free-text field for additional vendor information, special handling instructions, performance notes, or procurement restrictions not captured in structured fields.
vendor_management | vendor | osha_emr | Occupational Safety and Health Administration (OSHA) Experience Modification Rate (EMR) | DECIMAL(5,2) |  |  |  | OSHA Experience Modification Rate (EMR) reflecting the vendor's workplace safety record. EMR below 1.0 indicates better-than-average safety performance; above 1.0 indicates higher incident rates. Used for contractor prequalification and risk assessment for T&D and generation services contractors. | OSHA, NCCI
vendor_management | vendor | payment_method | Payment Method | STRING |  | eft¦ach¦wire¦check¦credit_card |  | Preferred method for remitting payment to the vendor. Electronic Funds Transfer (EFT) and Automated Clearing House (ACH) are standard for recurring payments; wire transfer for large or urgent payments; check for vendors without electronic banking; credit card for small purchases. | NACHA Operating Rules
vendor_management | vendor | payment_terms | Payment Terms | STRING |  | net_30¦net_45¦net_60¦net_90¦due_on_receipt¦2_10_net_30 |  | Standard payment terms negotiated with the vendor. Net 30/45/60/90 indicates payment due within that number of days from invoice date; 2/10 Net 30 offers 2% discount if paid within 10 days, otherwise net 30. | GAAP
vendor_management | vendor | preferred_currency | Preferred Currency Code | STRING |  |  |  | Three-letter ISO 4217 currency code for vendor invoicing and payment (e.g., USD, CAD, EUR). Determines currency for purchase orders and remittance. | ISO 4217
vendor_management | vendor | prequalification_expiration_date | Prequalification Expiration Date | DATE |  |  |  | Date when the vendor's prequalification status expires and must be renewed. Typically annual or biennial review cycle.
vendor_management | vendor | prequalification_status | Prequalification Status | STRING |  | prequalified¦not_prequalified¦under_review¦expired |  | Indicates whether the vendor has completed and passed the utility's prequalification process for technical capability, financial stability, safety record, and regulatory compliance. Prequalified vendors are eligible for competitive bidding on major projects.
vendor_management | vendor | primary_contact_email | Primary Contact Email Address | STRING | restricted,pii_email | '^[a-zA-Z0-9._%+-]+@[a-zA-Z0-9.-]+\.[a-zA-Z]{2,}$ |  | Email address of the primary vendor contact for purchase order acknowledgments, invoice inquiries, and operational coordination.
vendor_management | vendor | primary_contact_name | Primary Contact Name | STRING | restricted,pii_name |  |  | Full name of the primary business contact at the vendor organization for procurement and operational communications.
vendor_management | vendor | primary_contact_phone | Primary Contact Phone Number | STRING | restricted,pii_phone |  |  | Business phone number of the primary vendor contact.
vendor_management | vendor | remittance_address_line1 | Remittance Address Line 1 | STRING | confidential,pii_address |  |  | Primary street address line for vendor payment remittance. Used for check mailing and correspondence.
vendor_management | vendor | remittance_address_line2 | Remittance Address Line 2 | STRING | confidential,pii_address |  |  | Secondary address line for vendor payment remittance (suite, floor, building).
vendor_management | vendor | remittance_city | Remittance City | STRING | confidential,pii_address |  |  | City for vendor payment remittance address.
vendor_management | vendor | remittance_country | Remittance Country Code | STRING |  |  |  | Three-letter ISO country code for vendor payment remittance address (e.g., USA, CAN, MEX). | ISO 3166-1 alpha-3
vendor_management | vendor | remittance_postal_code | Remittance Postal Code | STRING | confidential,pii_address |  |  | Postal or ZIP code for vendor payment remittance address. | USPS Publication 28
vendor_management | vendor | remittance_state | Remittance State or Province | STRING | confidential,pii_address |  |  | State or province code for vendor payment remittance address. Two-letter US state code or equivalent. | USPS Publication 28
vendor_management | vendor | since_date | Vendor Since Date | DATE |  |  |  | Date the vendor relationship was established and the vendor record was first created in the system. Used for vendor tenure analysis and relationship management.
vendor_management | vendor | tax_identifier | Tax Identification Number (TIN/EIN) | STRING | restricted,pii_identifier |  |  | Federal Employer Identification Number (EIN) or Tax Identification Number (TIN) for the vendor. Required for IRS Form 1099 reporting and tax compliance. | IRS Publication 1179, SOX |  | TRUE | tax_id on a vendor table is a Tax Identification Number (TIN/EIN) — an external government-issued identifier, not a foreign key to another table. This is a classic external system identifier that should be kept as a data attribute, not linked as an FK. Renaming to tax_identifier to clarify it's not an FK.
vendor_management | vendor | vendor_id | Vendor Identifier | BIGINT |  |  |  | Unique identifier for the vendor record. Primary key. | ISO/IEC 11179 | TRUE
vendor_management | vendor | vendor_number | Vendor Number | STRING |  |  |  | External business identifier for the vendor as recorded in SAP S/4HANA vendor master (LFA1-LIFNR). Used in procurement-to-pay workflows, purchase orders, and invoice processing. | SAP S/4HANA Vendor Master
vendor_management | vendor | vendor_status | Vendor Status | STRING |  | active¦inactive¦suspended¦prequalified¦disqualified¦pending_approval |  | Current lifecycle status of the vendor relationship. Active vendors are approved for procurement; prequalified vendors have passed initial screening but not yet transacted; suspended vendors are temporarily blocked due to performance or compliance issues; disqualified vendors are permanently barred; pending approval vendors are under review.
vendor_management | vendor | vendor_type | Vendor Type | STRING |  | goods¦services¦goods_and_services |  | Categorization of vendor by transaction type. Goods vendors supply materials and equipment; services vendors provide labor, consulting, or professional services; goods and services vendors provide both.
vendor_management | vendor | w9_on_file | IRS Form W-9 On File Indicator | BOOLEAN |  |  |  | Boolean flag indicating whether a current IRS Form W-9 (Request for Taxpayer Identification Number and Certification) is on file for the vendor. Required for 1099 reporting and tax compliance. | IRS Form W-9
vendor_management | vendor | website_url | Vendor Website URL | STRING |  |  |  | Public website URL for the vendor organization. Used for vendor research, catalog access, and due diligence.
vendor_management | vendor_invoice | capex_project_id | Capital Expenditure (CAPEX) Project ID | BIGINT |  |  | finance.capex_project.capex_project_id | Reference to the CAPEX project if the invoice is for capital equipment or construction. Used for work-in-progress (WIP) tracking and asset capitalization. | SAP S/4HANA Project Systems
vendor_management | vendor_invoice | cost_center_id | Cost Center Id (Foreign Key) | BIGINT |  |  | finance.cost_center.cost_center_id | Foreign key linking to finance.cost_center. Business justification: Vendor invoices are charged to cost centers for budget tracking, variance analysis, and departmental cost allocation. Essential for monthly budget-to-actual reporting and cost center manager accountab | Internal - LLM Generated Cross-Domain Link
vendor_management | vendor_invoice | docket_id | Docket Id (Foreign Key) | BIGINT |  |  | regulatory.docket.docket_id | Foreign key linking to regulatory.docket. Business justification: Capital project invoices under regulatory review must be linked to rate case or CPCN dockets. Prudency reviews examine actual costs vs. estimates. Invoices are evidence in cost recovery proceedings. | Internal - LLM Generated Cross-Domain Link
vendor_management | vendor_invoice | gl_account_id | Gl Account Id (Foreign Key) | BIGINT |  |  | finance.gl_account.gl_account_id | Foreign key linking to finance.gl_account. Business justification: Every vendor invoice posts to a GL account per GAAP and FERC accounting requirements. Required for financial statement preparation, FERC Form 1/2 reporting, and audit trail from invoice to general led | Internal - LLM Generated Cross-Domain Link
vendor_management | vendor_invoice | goods_receipt_id | Goods Receipt Id (Foreign Key) | BIGINT |  |  | supply.goods_receipt.goods_receipt_id | Foreign key linking to supply.goods_receipt. Business justification: Vendor invoices must link to goods receipts for 3-way match (PO → GR → Invoice). Currently denormalized as delivery_note_number (STRING). Adding goods_receipt_id FK enables automated 3-way matching, q | Internal - LLM Generated Cross-Domain Link
vendor_management | vendor_invoice | purchase_order_id | Purchase Order (PO) ID | BIGINT |  |  | supply.purchase_order.purchase_order_id | Reference to the purchase order against which this invoice is being verified. Required for three-way match (PO-GR-Invoice). | SAP S/4HANA MM Purchasing
vendor_management | vendor_invoice | vendor_id | Vendor ID | BIGINT |  |  | supply.vendor.vendor_id | Reference to the vendor master record from whom materials, equipment, fuel, or services were procured. | SAP S/4HANA Vendor Master
vendor_management | vendor_invoice | work_order_id | Work Order ID | BIGINT |  |  | asset.work_order.work_order_id | Reference to the maintenance or construction work order if the invoice is for services or materials related to asset maintenance or project work. | SAP S/4HANA Plant Maintenance
vendor_management | vendor_invoice | approval_date | Approval Date | DATE |  |  |  | Date the invoice was approved for payment. Marks completion of invoice verification and approval workflow. | SAP S/4HANA Workflow Approval
vendor_management | vendor_invoice | approver_name | Approver Name | STRING |  |  |  | Name of the person who approved the invoice for payment. Used for audit trail and accountability. | SAP S/4HANA Workflow Approval
vendor_management | vendor_invoice | company_code | Company Code | STRING |  |  |  | Company code representing the legal entity within the utility that is responsible for this invoice. Used for multi-entity financial consolidation. | SAP S/4HANA Company Code
vendor_management | vendor_invoice | created_timestamp | Created Timestamp | TIMESTAMP |  |  |  | Timestamp when the vendor invoice record was first created in the system. Used for audit trail and data lineage. | SAP S/4HANA System Timestamp
vendor_management | vendor_invoice | currency_code | Currency Code | STRING |  | '^[A-Z]{3}$ |  | Three-letter ISO 4217 currency code for the invoice amount. Typically USD for domestic US utility operations. | ISO 4217 Currency Codes
vendor_management | vendor_invoice | discount_amount | Discount Amount | DECIMAL(18,2) |  |  |  | Cash discount or early payment discount amount available if payment is made within discount period. | SAP S/4HANA FI Payment Terms
vendor_management | vendor_invoice | document_date | Document Date | DATE |  |  |  | Date the invoice document was received by the utility. Used for document control and audit trail. | SAP S/4HANA FI Document Management
vendor_management | vendor_invoice | duplicate_invoice_flag | Duplicate Invoice Flag | BOOLEAN |  |  |  | Flag indicating whether this invoice has been identified as a potential duplicate of a previously processed invoice. True if duplicate detected. | SAP S/4HANA MM Duplicate Invoice Check
vendor_management | vendor_invoice | fi_document_number | Financial Accounting (FI) Document Number | STRING |  |  |  | SAP FI document number assigned when the invoice is posted to the general ledger. Links invoice to financial accounting entries. | SAP S/4HANA FI Document
vendor_management | vendor_invoice | fiscal_period | Fiscal Period | INT |  |  |  | Fiscal period (month) within the fiscal year when the invoice was posted. Typically 1-12 for monthly periods. | SAP S/4HANA FI Posting Period
vendor_management | vendor_invoice | fiscal_year | Fiscal Year | INT |  |  |  | Fiscal year in which the invoice was posted. Used for financial period reporting and year-end closing. | SAP S/4HANA FI Fiscal Year
vendor_management | vendor_invoice | gross_invoice_amount | Gross Invoice Amount | DECIMAL(18,2) |  |  |  | Total invoice amount before any deductions or adjustments. Includes line item amounts and freight charges. | SAP S/4HANA FI Invoice Amount
vendor_management | vendor_invoice | invoice_date | Invoice Date | DATE |  |  |  | Date the vendor issued the invoice. Used for aging analysis and payment term calculation. | SAP S/4HANA FI Document Date
vendor_management | vendor_invoice | invoice_description | Invoice Description | STRING |  |  |  | Free-text description of the invoice contents or purpose. Provides additional context for invoice review and approval. | SAP S/4HANA MM Invoice Header Text
vendor_management | vendor_invoice | invoice_number | Invoice Number | STRING |  |  |  | Vendor-assigned invoice number as printed on the invoice document. Business identifier for external reference and three-way matching. | SAP S/4HANA MM Invoice Verification
vendor_management | vendor_invoice | invoice_status | Invoice Status | STRING |  |  |  | Current lifecycle status of the vendor invoice in the accounts payable workflow. [ENUM-REF-CANDIDATE: pending¦approved¦blocked¦posted¦paid¦cancelled¦disputed — 7 candidates stripped; promote to reference product] | SAP S/4HANA MM Invoice Verification Status
vendor_management | vendor_invoice | invoice_type | Invoice Type | STRING |  | standard¦credit_memo¦debit_memo¦prepayment¦down_payment¦final_invoice |  | Classification of the invoice document type. Determines accounting treatment and workflow. | SAP S/4HANA MM Invoice Document Type
vendor_management | vendor_invoice | last_modified_timestamp | Last Modified Timestamp | TIMESTAMP |  |  |  | Timestamp when the vendor invoice record was last updated. Tracks changes for audit and data quality monitoring. | SAP S/4HANA System Timestamp
vendor_management | vendor_invoice | net_invoice_amount | Net Invoice Amount | DECIMAL(18,2) |  |  |  | Net payable amount after applying taxes, discounts, and adjustments. Amount to be paid to vendor. | SAP S/4HANA FI Net Amount
vendor_management | vendor_invoice | payment_block_indicator | Payment Block Indicator | BOOLEAN |  |  |  | Flag indicating whether payment is blocked pending resolution of discrepancies or approval. True if payment is blocked. | SAP S/4HANA FI Payment Block
vendor_management | vendor_invoice | payment_block_reason | Payment Block Reason | STRING |  |  |  | Reason code or description explaining why payment is blocked (e.g., price variance, quantity variance, missing approval, duplicate invoice). | SAP S/4HANA FI Payment Block Reason
vendor_management | vendor_invoice | payment_date | Payment Date | DATE |  |  |  | Actual date payment was made to the vendor. Used for cash flow reporting and vendor payment history. | SAP S/4HANA FI Payment Posting
vendor_management | vendor_invoice | payment_due_date | Payment Due Date | DATE |  |  |  | Date by which payment is due to the vendor per payment terms. Calculated from invoice date plus payment term days. | SAP S/4HANA FI Payment Terms
vendor_management | vendor_invoice | payment_method | Payment Method | STRING |  | ach¦wire_transfer¦check¦credit_card¦procurement_card |  | Method by which payment will be made to the vendor. Determines payment processing workflow. | SAP S/4HANA FI Payment Method
vendor_management | vendor_invoice | payment_reference_number | Payment Reference Number | STRING |  |  |  | Payment document number or check number assigned when payment is executed. Links invoice to payment transaction. | SAP S/4HANA FI Payment Document
vendor_management | vendor_invoice | payment_terms_code | Payment Terms Code | STRING |  |  |  | Code representing the payment terms agreed with the vendor (e.g., Net 30, 2/10 Net 30). Determines due date and discount eligibility. | SAP S/4HANA Payment Terms Master
vendor_management | vendor_invoice | plant_code | Plant Code | STRING |  |  |  | Plant or facility code where the materials or services were received. Links invoice to operational location. | SAP S/4HANA Plant Master
vendor_management | vendor_invoice | posting_date | Posting Date | DATE |  |  |  | Date the invoice was posted to the financial accounting ledger. Determines the fiscal period for financial reporting. | SAP S/4HANA FI Posting Date
vendor_management | vendor_invoice | reversal_document_number | Reversal Document Number | STRING |  |  |  | FI document number of the reversal document if this invoice was reversed. Links to the reversing entry. | SAP S/4HANA FI Document Reversal
vendor_management | vendor_invoice | reversal_indicator | Reversal Indicator | BOOLEAN |  |  |  | Flag indicating whether this invoice has been reversed or cancelled. True if invoice was reversed. | SAP S/4HANA FI Document Reversal
vendor_management | vendor_invoice | tax_amount | Tax Amount | DECIMAL(18,2) |  |  |  | Total tax amount charged on the invoice. Includes sales tax, use tax, and other applicable taxes. | SAP S/4HANA FI Tax Calculation
vendor_management | vendor_invoice | three_way_match_status | Three-Way Match Status | STRING |  | matched¦quantity_variance¦price_variance¦not_matched¦bypassed |  | Result of the three-way match verification comparing purchase order, goods receipt, and invoice. Indicates whether invoice can be approved for payment. | SAP S/4HANA MM Invoice Verification
vendor_management | vendor_invoice | vendor_invoice_id | Vendor Invoice ID | BIGINT |  |  |  | Unique identifier for the vendor invoice record. Primary key for the vendor invoice product. | SAP S/4HANA Financial Accounting | TRUE
vendor_management | vendor_invoice | vendor_reference_number | Vendor Reference Number | STRING |  |  |  | Vendor's internal reference number or order confirmation number cited on the invoice. Used for vendor inquiry and dispute resolution. | SAP S/4HANA MM Invoice Verification
vendor_management | vendor_invoice | withholding_tax_amount | Withholding Tax Amount | DECIMAL(18,2) |  |  |  | Amount of withholding tax deducted from vendor payment per tax regulations. Reduces net payment to vendor. | SAP S/4HANA FI Withholding Tax
vendor_management | vendor_performance | approved_by_employee_id | Approved By Employee ID | BIGINT | confidential,pii |  | workforce.employee.employee_id | Reference to the procurement manager or director who approved the final performance evaluation. Null if not yet approved.
vendor_management | vendor_performance | capex_project_id | Capital Expenditure (CAPEX) Project ID | BIGINT |  |  | finance.capex_project.capex_project_id | Reference to the CAPEX project if this is a project-based evaluation for major T&D construction or generation outage work. Null for periodic evaluations.
vendor_management | vendor_performance | compliance_obligation_id | Compliance Obligation Id (Foreign Key) | BIGINT |  |  | regulatory.compliance_obligation.compliance_obligation_id | Foreign key linking to regulatory.compliance_obligation. Business justification: Contractor safety and environmental performance is tracked against specific OSHA and EPA obligations. Real process: vendor OSHA EMR scores and environmental incidents are evaluated against regulatory | Internal - LLM Generated Cross-Domain Link
vendor_management | vendor_performance | evaluator_employee_id | Evaluator Employee ID | BIGINT | confidential,pii |  | workforce.employee.employee_id | Reference to the buyer, contract manager, or procurement specialist who conducted the performance evaluation.
vendor_management | vendor_performance | procurement_contract_id | Procurement Contract Id (Foreign Key) | BIGINT |  |  | supply.procurement_contract.procurement_contract_id | Foreign key linking to supply.procurement_contract. Business justification: Vendor performance evaluations are often conducted at the contract level (e.g., annual fuel supply contract performance review). This FK links the evaluation to the contract being assessed, enabling c | Internal - LLM Generated Cross-Domain Link
vendor_management | vendor_performance | purchase_order_id | Purchase Order Id (Foreign Key) | BIGINT |  |  | supply.purchase_order.purchase_order_id | Foreign key linking to supply.purchase_order. Business justification: Vendor performance evaluations can be tied to specific purchase orders (especially for project-based procurement or large capital equipment orders). This enables PO-level performance tracking and link | Internal - LLM Generated Cross-Domain Link
vendor_management | vendor_performance | vendor_id | Vendor ID | BIGINT |  |  | supply.vendor.vendor_id | Reference to the vendor or contractor being evaluated in this performance assessment.
vendor_management | vendor_performance | approved_date | Approved Date | DATE |  |  |  | The date on which the performance evaluation was formally approved by management. Null if not yet approved.
vendor_management | vendor_performance | bid_evaluation_score_adjustment | Bid Evaluation Score Adjustment | DECIMAL(5,2) |  |  |  | Adjustment factor (positive or negative) applied to future bid evaluation scores based on historical performance. High performers receive positive adjustments; poor performers receive negative adjustments.
vendor_management | vendor_performance | contract_renewal_recommendation | Contract Renewal Recommendation | STRING |  | strongly_recommend¦recommend¦neutral¦not_recommend¦terminate |  | Evaluator's recommendation regarding contract renewal or continuation based on the performance assessment. Used in contract renewal negotiations.
vendor_management | vendor_performance | corrective_action_plan_due_date | Corrective Action Plan Due Date | DATE |  |  |  | The date by which the vendor must complete the corrective action plan. Null if no CAP is required.
vendor_management | vendor_performance | corrective_action_plan_required_flag | Corrective Action Plan Required Flag | BOOLEAN |  |  |  | Indicates whether a corrective action plan (CAP) is required due to performance deficiencies identified in this evaluation. True if CAP is required, False otherwise.
vendor_management | vendor_performance | corrective_action_plan_status | Corrective Action Plan Status | STRING |  | not_required¦pending¦in_progress¦completed¦overdue |  | Current status of the corrective action plan if one was required. Tracks whether the vendor has submitted, is implementing, or has completed the required improvements.
vendor_management | vendor_performance | created_timestamp | Created Timestamp | TIMESTAMP |  |  |  | The timestamp when this vendor performance evaluation record was first created in the system.
vendor_management | vendor_performance | currency_code | Currency Code | STRING |  | '^[A-Z]{3}$ |  | Three-letter ISO 4217 currency code for the total spend amount (e.g., USD for US Dollar). | ISO 4217
vendor_management | vendor_performance | delivery_weight_percentage | Delivery Weight Percentage | DECIMAL(5,2) |  |  |  | The weighting percentage applied to on-time delivery performance in the overall performance rating calculation. Default is 30.00%.
vendor_management | vendor_performance | diversity_spend_percentage | Diversity Spend Percentage | DECIMAL(5,2) |  |  |  | Percentage of the vendor's subcontractor spend or workforce that qualifies under the utility's supplier diversity program (minority-owned, women-owned, veteran-owned, small business). Expressed as a percentage (0.00 to 100.00). | Supplier Diversity Program Guidelines
vendor_management | vendor_performance | diversity_weight_percentage | Diversity Weight Percentage | DECIMAL(5,2) |  |  |  | The weighting percentage applied to diversity spend performance in the overall performance rating calculation. Default is 10.00%.
vendor_management | vendor_performance | emr_score | Experience Modification Rate (EMR) Score | DECIMAL(5,2) |  |  |  | The Experience Modification Rate (EMR) for the contractor, a multiplier used by insurance companies to price workers' compensation premiums. A score of 1.0 is average; below 1.0 indicates better-than-average safety performance; above 1.0 indicates worse-than-average. Critical for field service contractors. | NCCI Experience Rating Plan
vendor_management | vendor_performance | environmental_compliance_incidents | Environmental Compliance Incidents | INT |  |  |  | Count of environmental compliance violations or incidents (spills, emissions exceedances, permit violations) attributed to the vendor during the evaluation period. | EPA, State Environmental Agencies
vendor_management | vendor_performance | evaluation_date | Evaluation Date | DATE |  |  |  | The date on which the performance evaluation was completed and recorded.
vendor_management | vendor_performance | evaluation_notes | Evaluation Notes | STRING |  |  |  | Free-text notes and comments from the evaluator providing additional context, highlighting specific incidents, commendations, or concerns not captured in quantitative metrics.
vendor_management | vendor_performance | evaluation_period_end_date | Evaluation Period End Date | DATE |  |  |  | The end date of the performance evaluation period.
vendor_management | vendor_performance | evaluation_period_start_date | Evaluation Period Start Date | DATE |  |  |  | The start date of the performance evaluation period (quarterly, annual, or project-specific).
vendor_management | vendor_performance | evaluation_status | Evaluation Status | STRING |  | draft¦submitted¦approved¦disputed¦final |  | Current workflow status of the performance evaluation record. Tracks progression from draft through approval and finalization.
vendor_management | vendor_performance | evaluation_type | Evaluation Type | STRING |  | quarterly¦annual¦project_based¦contract_renewal |  | The type or frequency of the performance evaluation (quarterly for strategic suppliers, annual for standard vendors, project-based for major T&D construction and generation outage contractors, or contract renewal assessment).
vendor_management | vendor_performance | evaluator_name | Evaluator Name | STRING |  |  |  | Full name of the person who conducted the vendor performance evaluation.
vendor_management | vendor_performance | invoice_accuracy_rate | Invoice Accuracy Rate | DECIMAL(5,2) |  |  |  | Percentage of vendor invoices that were accurate and required no correction or dispute during the evaluation period. Expressed as a percentage (0.00 to 100.00).
vendor_management | vendor_performance | invoice_accuracy_weight_percentage | Invoice Accuracy Weight Percentage | DECIMAL(5,2) |  |  |  | The weighting percentage applied to invoice accuracy performance in the overall performance rating calculation. Default is 10.00%.
vendor_management | vendor_performance | last_modified_timestamp | Last Modified Timestamp | TIMESTAMP |  |  |  | The timestamp when this vendor performance evaluation record was last updated or modified.
vendor_management | vendor_performance | material_rejection_rate | Material Rejection Rate | DECIMAL(5,2) |  |  |  | Percentage of received materials or services that failed quality inspection and were rejected during the evaluation period. Expressed as a percentage (0.00 to 100.00).
vendor_management | vendor_performance | on_time_delivery_rate | On-Time Delivery Rate | DECIMAL(5,2) |  |  |  | Percentage of purchase orders or deliverables delivered on or before the scheduled delivery date during the evaluation period. Expressed as a percentage (0.00 to 100.00).
vendor_management | vendor_performance | osha_recordable_incident_rate | Occupational Safety and Health Administration (OSHA) Recordable Incident Rate | DECIMAL(5,2) |  |  |  | The number of OSHA recordable safety incidents per 200,000 work hours for contractor field crews during the evaluation period. Critical for T&D construction and generation outage contractors. | OSHA 29 CFR 1904
vendor_management | vendor_performance | overall_performance_rating | Overall Performance Rating | DECIMAL(3,2) |  |  |  | Weighted overall performance rating on a 1.00 to 5.00 scale, calculated using configurable weighting: 30% delivery, 25% quality, 25% safety, 10% invoice accuracy, 10% diversity. Used for vendor qualification and contract renewal decisions.
vendor_management | vendor_performance | preferred_vendor_list_eligible_flag | Preferred Vendor List Eligible Flag | BOOLEAN |  |  |  | Indicates whether the vendor qualifies for inclusion on the preferred vendor list based on this performance evaluation. True if eligible, False if performance does not meet preferred vendor criteria.
vendor_management | vendor_performance | quality_weight_percentage | Quality Weight Percentage | DECIMAL(5,2) |  |  |  | The weighting percentage applied to quality performance (material rejection rate) in the overall performance rating calculation. Default is 25.00%.
vendor_management | vendor_performance | safety_compliance_score | Safety Compliance Score | DECIMAL(5,2) |  |  |  | Overall safety compliance score based on adherence to utility safety protocols, completion of required safety training, and audit results. Expressed as a percentage (0.00 to 100.00). | OSHA, NERC CIP
vendor_management | vendor_performance | safety_weight_percentage | Safety Weight Percentage | DECIMAL(5,2) |  |  |  | The weighting percentage applied to safety performance (OSHA rate, EMR, compliance score) in the overall performance rating calculation. Default is 25.00%.
vendor_management | vendor_performance | total_purchase_orders_evaluated | Total Purchase Orders Evaluated | INT |  |  |  | The total number of purchase orders or delivery events included in this performance evaluation period.
vendor_management | vendor_performance | total_spend_amount | Total Spend Amount | DECIMAL(15,2) |  |  |  | The total dollar amount spent with this vendor during the evaluation period. Used to weight vendor importance in strategic sourcing decisions.
vendor_management | vendor_performance | vendor_performance_id | Vendor Performance ID | BIGINT |  |  |  | Unique identifier for the vendor performance evaluation record. |  | TRUE

## transmission
subdomain | product | attribute | business_glossary_term | type | tags | value_regex | foreign_key_to | description | reference | is_primary_key | llm_fk_skip | llm_fk_skip_reason
asset_infrastructure | bus | area_id |  | BIGINT |  |  | transmission.control_area.control_area_id | Reference to the control area or balancing authority area to which this bus belongs. Used for interchange scheduling and area control error (ACE) calculations.
asset_infrastructure | bus | operator_id |  | BIGINT |  |  | transmission.operator.operator_id | Reference to the transmission owner or operator responsible for this bus. Critical for NERC CIP compliance and jurisdictional reporting.
asset_infrastructure | bus | substation_id |  | BIGINT |  |  | transmission.transmission_substation.transmission_substation_id | Reference to the substation where this bus is physically located. Links to the substation master table.
asset_infrastructure | bus | zone_id |  | BIGINT |  |  | market.market_zone.market_zone_id | Reference to the transmission zone or pricing zone for locational marginal pricing (LMP) and congestion management. Used by RTO/ISO for market operations.
asset_infrastructure | bus | active_power_mw |  | DECIMAL(12,3) |  |  |  | Net active power injection or withdrawal at the bus in megawatts (MW). Positive values indicate generation; negative values indicate load.
asset_infrastructure | bus | base_voltage_kv |  | DECIMAL(10,3) |  |  |  | Base voltage used for per-unit calculations in power flow and stability studies. Typically matches the nominal voltage level but may differ for analytical purposes.
asset_infrastructure | bus | bes_designation |  | BOOLEAN |  |  |  | Indicates whether this bus is part of the NERC-defined Bulk Electric System (BES). True if the bus meets BES criteria and is subject to NERC reliability standards and CIP compliance.
asset_infrastructure | bus | bus_name |  | STRING |  |  |  | Human-readable name or designation of the bus, often reflecting the substation or geographic location it serves (e.g., 'Main Street 345kV Bus A').
asset_infrastructure | bus | bus_number |  | STRING |  |  |  | Externally-known unique alphanumeric identifier for the bus used in operational systems, SCADA, and interchange scheduling. Typically assigned by the transmission operator or RTO/ISO.
asset_infrastructure | bus | bus_type |  | STRING |  |  |  | Classification of the bus based on its role in power flow analysis. Slack (swing) bus maintains system voltage and frequency reference; generator bus has active generation; load bus serves demand; isolated bus is disconnected.
asset_infrastructure | bus | created_timestamp |  | TIMESTAMP |  |  |  | Timestamp when this bus record was first created in the system. Used for data lineage and audit purposes.
asset_infrastructure | bus | critical_infrastructure_flag |  | BOOLEAN |  |  |  | Indicates whether this bus is designated as critical infrastructure requiring enhanced physical and cyber security measures under NERC CIP standards.
asset_infrastructure | bus | description |  | STRING |  |  |  | Additional descriptive information about the bus, including configuration details, special operating characteristics, or notes relevant to operations and planning.
asset_infrastructure | bus | ferc_jurisdiction_flag |  | BOOLEAN |  |  |  | Indicates whether this bus is under FERC jurisdiction for interstate transmission. True for facilities subject to FERC rate regulation and OATT compliance.
asset_infrastructure | bus | generation_mvar |  | DECIMAL(12,3) |  |  |  | Reactive power generation at the bus in megavolt-amperes reactive (MVAR). Sum of all generator reactive outputs connected to this bus.
asset_infrastructure | bus | generation_mw |  | DECIMAL(12,3) |  |  |  | Active power generation at the bus in megawatts (MW). Sum of all generator outputs connected to this bus.
asset_infrastructure | bus | in_service_date |  | DATE |  |  |  | Date when the bus was first energized and placed into commercial operation. Used for asset lifecycle tracking and depreciation calculations.
asset_infrastructure | bus | last_maintenance_date |  | DATE |  |  |  | Date of the most recent scheduled maintenance or inspection performed on the bus and associated equipment.
asset_infrastructure | bus | latitude |  | DECIMAL(10,7) |  |  |  | Geographic latitude coordinate of the bus location in decimal degrees. Used for GIS mapping, outage management, and spatial analysis.
asset_infrastructure | bus | load_mvar |  | DECIMAL(12,3) |  |  |  | Reactive power load at the bus in megavolt-amperes reactive (MVAR). Represents reactive demand connected to this bus.
asset_infrastructure | bus | load_mw |  | DECIMAL(12,3) |  |  |  | Active power load served at the bus in megawatts (MW). Represents demand connected to this bus.
asset_infrastructure | bus | longitude |  | DECIMAL(10,7) |  |  |  | Geographic longitude coordinate of the bus location in decimal degrees. Used for GIS mapping, outage management, and spatial analysis.
asset_infrastructure | bus | nerc_region |  | STRING |  |  |  | NERC regional entity with jurisdiction over this bus. Used for compliance reporting and regional coordination.
asset_infrastructure | bus | next_maintenance_date |  | DATE |  |  |  | Scheduled date for the next planned maintenance or inspection of the bus and associated equipment.
asset_infrastructure | bus | operational_status |  | STRING |  |  |  | Current operational state of the bus. In-service indicates the bus is energized and available; out-of-service indicates the bus is de-energized; testing and maintenance indicate temporary unavailability; retired indicates permanent decommissioning; planned indicates future installation.
asset_infrastructure | bus | reactive_power_mvar |  | DECIMAL(12,3) |  |  |  | Net reactive power injection or withdrawal at the bus in megavolt-amperes reactive (MVAR). Critical for voltage control and VAR management.
asset_infrastructure | bus | retirement_date |  | DATE |  |  |  | Planned or actual date when the bus was or will be permanently de-energized and retired from service. Null for active buses.
asset_infrastructure | bus | rto_iso_code |  | STRING |  |  |  | Code identifying the RTO or ISO that operates the market and manages transmission service for this bus (e.g., PJM, MISO, CAISO, NYISO, ISO-NE, SPP).
asset_infrastructure | bus | shunt_susceptance_mvar |  | DECIMAL(12,3) |  |  |  | Fixed shunt susceptance at the bus in MVAR at nominal voltage. Represents capacitor banks or reactor banks permanently connected to the bus for voltage support.
asset_infrastructure | bus | updated_timestamp |  | TIMESTAMP |  |  |  | Timestamp when this bus record was last modified. Used for change tracking and data synchronization.
asset_infrastructure | bus | voltage_angle_degrees |  | DECIMAL(8,3) |  |  |  | Phase angle of the bus voltage in degrees relative to the system reference (slack bus). Critical for power flow analysis and stability assessment.
asset_infrastructure | bus | voltage_level_kv |  | DECIMAL(10,3) |  |  |  | Nominal voltage level of the bus in kilovolts (kV). Defines the operating voltage class for the bus (e.g., 69, 115, 138, 230, 345, 500, 765 kV).
asset_infrastructure | bus | voltage_magnitude_pu |  | DECIMAL(8,5) |  |  |  | Voltage magnitude at the bus expressed in per-unit (pu) of the base voltage. Typically maintained between 0.95 and 1.05 pu under normal operating conditions.
asset_infrastructure | grid_topology | contingency_scenario_id | Contingency Scenario Identifier | BIGINT |  |  | transmission.contingency_scenario.contingency_scenario_id | Reference identifier for the contingency scenario (N-1, N-2, or N-k) that this topology represents, if applicable. Null for base case topologies. Links to the contingency analysis study that generated this scenario. Used in transmission planning and reliability studies per NERC TPL standards. | NERC TPL-001; NERC TPL-002; FERC Order 890
asset_infrastructure | grid_topology | control_area_id | Control Area Identifier | BIGINT |  |  | transmission.control_area.control_area_id | Identifier for the Balancing Authority (BA) or Control Area within which this topology model is operative. Aligns with NERC Balancing Authority Area definitions and is used for interchange scheduling, ACE calculations, and reliability coordination. | NERC BAL-001; NERC TOP-001; FERC Order 888
asset_infrastructure | grid_topology | previous_version_grid_topology_id | Previous Topology Version ID | BIGINT |  |  | transmission.grid_topology.grid_topology_id | Self-referencing identifier pointing to the immediately preceding topology version that this record supersedes. Enables reconstruction of the topology version chain for historical analysis, model rollback, and change audit. Null for the initial topology version. | NERC FAC-001; FERC Order 890
asset_infrastructure | grid_topology | approved_by | Model Approved By | STRING |  |  |  | Name or employee identifier of the transmission planning engineer or system operator who approved this topology version for use in operations or studies. Required for model governance and NERC audit trail. | NERC FAC-001; NERC CIP-007; SOX Section 404
asset_infrastructure | grid_topology | approved_timestamp | Model Approval Timestamp | TIMESTAMP |  |  |  | Date and time when this topology version was formally approved for operational or study use. Part of the model governance lifecycle. Required for NERC compliance audit trails and change management documentation. | NERC FAC-001; NERC CIP-007; SOX Section 404
asset_infrastructure | grid_topology | branch_count | Branch Count | INT |  |  |  | Total number of branches (transmission lines, transformers, series capacitors/reactors) in this topology model. Together with bus_count, characterizes the size and complexity of the network model. Used for model validation and change tracking. | IEC 61970 CIM; NERC MOD-032
asset_infrastructure | grid_topology | bus_count | Bus Count | INT |  |  |  | Total number of electrical buses (nodes) in this topology model. A bus represents an electrical connection point in the network. Used to characterize model size, validate model completeness, and track network growth over topology versions. | IEC 61970 CIM; NERC MOD-032
asset_infrastructure | grid_topology | change_description | Topology Change Description | STRING |  |  |  | Free-text narrative describing the specific change that caused this topology version to be created (e.g., 'Opened breaker 52-A at Substation XYZ for planned maintenance on 138kV line L-101'). Provides operational context for model change audits and post-event analysis. | NERC FAC-001; FERC Order 890
asset_infrastructure | grid_topology | contingency_type | Contingency Type | STRING |  | N-0¦N-1¦N-2¦N-k¦extreme_event |  | Classification of the contingency level this topology models. 'N-0' = normal (base case); 'N-1' = single element outage; 'N-2' = double element outage; 'N-k' = multiple element outage; 'extreme_event' = beyond design basis event per NERC TPL-007. Null for base case records. | NERC TPL-001; NERC TPL-007
asset_infrastructure | grid_topology | created_timestamp | Record Created Timestamp | TIMESTAMP |  |  |  | Date and time when this topology version record was first created in the data platform. Audit field for data lineage and Silver layer ingestion tracking. | NERC CIP-007; SOX Section 404
asset_infrastructure | grid_topology | effective_end_timestamp | Topology Effective End Timestamp | TIMESTAMP |  |  |  | Date and time (ISO 8601 with timezone) at which this topology version was superseded or retired. Null indicates the currently active topology. Together with effective_start_timestamp, defines the validity window for this snapshot. | NERC FAC-001; FERC Order 890; IEC 61970 CIM
asset_infrastructure | grid_topology | effective_start_timestamp | Topology Effective Start Timestamp | TIMESTAMP |  |  |  | Date and time (ISO 8601 with timezone) from which this topology version became the operative electrical connectivity model of the BES. Marks the beginning of the validity window for this snapshot. | NERC FAC-001; FERC Order 890; IEC 61970 CIM
asset_infrastructure | grid_topology | ems_model_reference | Energy Management System (EMS) Model Identifier | STRING |  |  |  | The native model identifier assigned by the ABB or GE Energy Management System to this topology configuration. Used for cross-referencing between the Silver layer data product and the operational EMS/SCADA platform for model reconciliation and audit. | NERC MOD-032; ABB/GE EMS |  | TRUE | EMS (Energy Management System) model ID is a reference to an external EMS system's network model version. The EMS is an operational technology system outside the data model. This is an external system identifier, not a business entity that warrants its own table.
asset_infrastructure | grid_topology | ems_model_sync_status | Energy Management System (EMS) Model Synchronization Status | STRING |  | synchronized¦out_of_sync¦pending_sync¦sync_failed |  | Indicates whether this topology version is synchronized with the real-time EMS/SCADA network model (ABB or GE EMS). 'synchronized' = topology matches current EMS model; 'out_of_sync' = discrepancy detected; 'pending_sync' = synchronization in progress; 'sync_failed' = synchronization attempt failed. Critical for ensuring real-time grid operations use the correct model. | NERC CIP-007; NERC MOD-032; FERC Order 890
asset_infrastructure | grid_topology | generator_count | Generator Count | INT |  |  |  | Total number of generating units (including conventional, nuclear, and renewable) represented in this topology model. Used to validate model completeness against the known generation fleet and to support capacity adequacy assessments. | NERC MOD-026; NERC MOD-027; FERC Order 890
asset_infrastructure | grid_topology | grid_topology_id | Grid Topology ID | BIGINT |  |  |  | Unique surrogate identifier for each versioned grid topology snapshot record in the bulk electric system (BES) logical network model. | NERC Reliability Standards; FERC Order 2000 | TRUE
asset_infrastructure | grid_topology | is_base_case | Base Case Flag | BOOLEAN |  |  |  | Indicates whether this topology version represents the base case (pre-contingency, normal operating configuration) of the network model. True = base case; False = contingency or modified scenario. Base cases are the reference point for N-1 and N-k contingency analysis. | NERC FAC-002; NERC TPL-001
asset_infrastructure | grid_topology | is_cip_applicable | NERC Critical Infrastructure Protection (CIP) Applicability Flag | BOOLEAN |  |  |  | Indicates whether this topology model includes Critical Infrastructure Protection (CIP) applicable assets (High or Medium impact BES Cyber Systems). True = CIP standards apply; False = no CIP-applicable assets in scope. Drives cybersecurity and access control requirements for model handling. | NERC CIP-002; NERC CIP-007; FERC Order 791
asset_infrastructure | grid_topology | is_nerc_bes | North American Electric Reliability Corporation (NERC) Bulk Electric System (BES) Flag | BOOLEAN |  |  |  | Indicates whether the elements represented in this topology model are classified as part of the NERC Bulk Electric System (BES). True = BES-applicable elements subject to NERC reliability standards and FERC jurisdiction; False = non-BES distribution elements. Drives NERC CIP compliance applicability. | NERC BES Definition; NERC CIP-002; FERC Order 773
asset_infrastructure | grid_topology | last_updated_timestamp | Record Last Updated Timestamp | TIMESTAMP |  |  |  | Date and time when this topology version record was last modified in the data platform. Used for incremental load detection and audit trail maintenance. | NERC CIP-007; SOX Section 404
asset_infrastructure | grid_topology | load_count | Load Count | INT |  |  |  | Total number of load buses or load injection points represented in this topology model. Used for model validation and to ensure all significant load centers are represented in power flow and contingency studies. | NERC MOD-032; NERC FAC-002
asset_infrastructure | grid_topology | model_change_reason | Model Change Reason | STRING |  |  |  | Business reason that triggered the creation of this new topology version. Captures the operational event or administrative action that altered the electrical connectivity of the BES. [ENUM-REF-CANDIDATE: switching_operation¦new_construction¦seasonal_reconfiguration¦maintenance_outage¦emergency_reconfiguration¦model_correction¦interconnection_addition — promote to reference product] | NERC FAC-001; NERC FAC-002; FERC Order 890
asset_infrastructure | grid_topology | model_type | Network Model Type | STRING |  | bus_branch¦node_breaker |  | Specifies the electrical network representation paradigm used in this topology model. 'bus_branch' is the simplified model used for power flow studies (PSS/E, PSLF); 'node_breaker' is the detailed model used in real-time EMS/SCADA state estimation reflecting individual breaker and switch positions. | IEC 61970 CIM; NERC MOD-032
asset_infrastructure | grid_topology | model_version_notes | Model Version Notes | STRING |  |  |  | Free-text field for additional notes, caveats, or known limitations associated with this topology version (e.g., 'Pending interconnection queue additions not yet reflected', 'Temporary configuration during substation expansion'). Supports model management and peer review processes. | NERC FAC-001; NERC MOD-032
asset_infrastructure | grid_topology | nerc_reliability_region | North American Electric Reliability Corporation (NERC) Reliability Region | STRING |  | MRO¦NPCC¦RF¦SERC¦Texas RE¦WECC |  | The NERC Regional Entity (RE) jurisdiction applicable to this topology model. Determines which regional reliability standards and compliance obligations apply to the BES elements represented in this topology. | NERC Reliability Standards; FERC Order 672
asset_infrastructure | grid_topology | network_island_code | Network Island Identifier | STRING |  |  |  | Identifier for the electrically isolated network island (synchronous zone) to which this topology belongs. A network island is a set of buses electrically connected and operating synchronously. Multiple islands may exist during islanding events or planned separations. Sourced from EMS state estimator island detection. | NERC TPL-001; IEC 61970 CIM TopologicalIsland |  | TRUE | A network island is a topological concept representing an electrically connected portion of the grid. It is typically computed dynamically by the EMS state estimator and identified by a code/number, not managed as a first-class business entity with its own attributes. This is a reference identifier from the EMS system.
asset_infrastructure | grid_topology | peak_load_mw | Peak Load (MW) | DECIMAL(12,3) |  |  |  | Total peak system load in megawatts (MW) represented in this topology model snapshot. Used for transmission adequacy assessments, N-1 contingency analysis, and seasonal planning studies. Sourced from EMS load flow solution. | NERC TPL-001; NERC FAC-002; FERC Form 715
asset_infrastructure | grid_topology | power_flow_solution_status | Power Flow Solution Status | STRING |  | converged¦diverged¦not_run¦infeasible |  | Result status of the power flow (load flow) solution for this topology model. 'converged' indicates a valid AC power flow solution was obtained; 'diverged' indicates the power flow failed to converge; 'not_run' indicates no power flow was executed; 'infeasible' indicates no feasible solution exists under the modeled conditions. Distinct from state_estimator_status which applies to real-time EMS. | NERC FAC-002; NERC TPL-001; IEEE Std 399
asset_infrastructure | grid_topology | rto_iso_region | Regional Transmission Organization / Independent System Operator (RTO/ISO) Region | STRING |  |  |  | The RTO or ISO control area within which this topology model applies (e.g., 'PJM', 'MISO', 'CAISO', 'SPP', 'ERCOT', 'NYISO', 'ISO-NE'). Determines applicable OATT, LMP pricing nodes, and interchange scheduling rules. Required for FERC jurisdictional reporting. | FERC Order 2000; FERC Order 888; OATT
asset_infrastructure | grid_topology | seasonal_period | Seasonal Study Period | STRING |  | summer_peak¦winter_peak¦spring_light_load¦fall_light_load¦annual |  | The seasonal operating period this topology model represents. Seasonal configurations may differ due to line ratings, transformer tap positions, and generation dispatch patterns. Used for seasonal transmission planning studies and NERC TPL compliance assessments. | NERC TPL-001; NERC FAC-002; FERC Form 715
asset_infrastructure | grid_topology | snapshot_timestamp | Topology Snapshot Timestamp | TIMESTAMP |  |  |  | The precise real-world date and time at which this topology snapshot was captured from the EMS/SCADA system (ABB or GE EMS). Represents the actual grid state at that moment, distinct from the effective validity window. Critical for real-time state estimation and post-event analysis. | NERC CIP-007; NERC MOD-032; FERC Order 890
asset_infrastructure | grid_topology | source_system | Source System | STRING |  | ABB_EMS¦GE_EMS¦PSSE¦PSLF¦manual |  | Identifies the originating system from which this topology model was extracted or generated. 'ABB_EMS' or 'GE_EMS' for real-time operational models; 'PSSE' or 'PSLF' for planning study models; 'manual' for manually constructed models. Supports data lineage and model provenance tracking. | NERC MOD-032; FERC Order 890
asset_infrastructure | grid_topology | state_estimator_status | State Estimator Solution Status | STRING |  | converged¦diverged¦not_run¦flat_start¦initializing |  | Result status of the EMS state estimator solution for this topology snapshot. 'converged' indicates a valid, solved network state; 'diverged' indicates the state estimator failed to find a solution (unreliable topology); 'not_run' indicates state estimation was not executed; 'flat_start' indicates initialization from flat voltage profile; 'initializing' indicates solution in progress. | NERC MOD-032; IEEE Std 399; ABB/GE EMS State Estimator
asset_infrastructure | grid_topology | study_model_file_reference | Study Model File Reference | STRING |  |  |  | File path or object storage reference to the PSS/E (.raw/.sav) or PSLF (.epc) study model file corresponding to this topology version. Enables traceability between the data product record and the physical power flow model file used in transmission planning studies. | NERC FAC-002; NERC MOD-032
asset_infrastructure | grid_topology | study_year | Study Year | INT |  |  |  | The planning horizon year this topology model represents (e.g., 2024, 2025, 2030). For future-year planning models, this may differ from the snapshot_timestamp year. Used to organize transmission planning study portfolios and IRP model sets. | NERC FAC-002; NERC TPL-001; IRP
asset_infrastructure | grid_topology | topology_name | Topology Model Name | STRING |  |  |  | Human-readable descriptive name for this topology version (e.g., 'Summer Peak Base Case 2024', 'Post-Switching N-1 Contingency Model'). Used for identification in power flow studies and EMS model management. | NERC FAC-002; IEEE Std 1110
asset_infrastructure | grid_topology | topology_status | Topology Model Status | STRING |  | active¦archived¦draft¦superseded¦under_review |  | Current lifecycle state of this topology version. 'active' indicates the current operative model; 'archived' indicates a historical snapshot retained for audit; 'draft' indicates a model under construction; 'superseded' indicates replaced by a newer version; 'under_review' indicates pending validation. | NERC FAC-001; FERC Order 890
asset_infrastructure | grid_topology | topology_version_number | Topology Version Number | STRING |  | '^[A-Z0-9_\-\.]{1,50}$ |  | Externally-known version identifier for this topology snapshot (e.g., 'BES-2024-001', 'BASECASE-Q3-2024'). Used by EMS/SCADA, PSS/E, and PSLF study models to reference a specific network configuration. Serves as the business-facing identifier for this topology record. | NERC FAC-001; FERC Order 890
asset_infrastructure | grid_topology | total_installed_capacity_mw | Total Installed Generation Capacity (MW) | DECIMAL(12,3) |  |  |  | Aggregate installed generation capacity in megawatts (MW) represented in this topology model. Represents the principal quantitative measure of the generation resources modeled. Used for capacity adequacy analysis, IRP studies, and FERC Form 715 reporting. | NERC MOD-032; FERC Form 715; IRP
asset_infrastructure | grid_topology | total_line_length_miles | Total Transmission Line Length (Miles) | DECIMAL(12,3) |  |  |  | Aggregate circuit miles of transmission lines represented in this topology model. Used for asset inventory reconciliation, rate base calculations, and FERC Form 1 reporting. Expressed in miles per U.S. utility convention. | FERC Form 1; NERC FAC-001
asset_infrastructure | grid_topology | voltage_level_kv | Nominal Voltage Level (kV) | DECIMAL(10,3) |  |  |  | The nominal system voltage level in kilovolts (kV) that this topology model primarily represents (e.g., 765, 500, 345, 230, 138, 115 kV). For multi-voltage topologies, represents the highest voltage level. Used for BES classification and NERC CIP applicability determination. | NERC BES Definition; NERC CIP-002; IEEE Std C57.12
asset_infrastructure | line | capex_project_id | Capex Project Id (Foreign Key) | BIGINT |  |  | finance.capex_project.capex_project_id | Foreign key linking to finance.capex_project. Business justification: Links completed transmission lines to their originating capital projects for CWIP-to-plant transfer tracking, AFUDC capitalization verification, project closeout reconciliation, and audit trail from a | Internal - LLM Generated Cross-Domain Link
asset_infrastructure | line | conductor_material_master_id | Conductor Material Master Id (Foreign Key) | BIGINT |  |  | supply.material_master.material_master_id | Foreign key linking to supply.material_master. Business justification: Transmission lines are constructed from specific conductor materials (ACSR, ACCR, etc.). Material master enables procurement planning for line construction/rebuild projects, standardization of conduct | Internal - LLM Generated Cross-Domain Link
asset_infrastructure | line | docket_id | Docket Id (Foreign Key) | BIGINT |  |  | regulatory.docket.docket_id | Foreign key linking to regulatory.docket. Business justification: Transmission lines are subject to CPCN proceedings for siting/construction, rate base inclusion in rate cases, and FERC jurisdictional oversight. Business process: FERC Form 1 reporting, prudency revi | Internal - LLM Generated Cross-Domain Link
asset_infrastructure | line | fixed_asset_id | Fixed Asset Id (Foreign Key) | BIGINT |  |  | finance.fixed_asset.fixed_asset_id | Foreign key linking to finance.fixed_asset. Business justification: Transmission lines are capitalized plant assets with book values, accumulated depreciation, and rate base treatment tracked in fixed_asset. Required for FERC Form 1 reporting, depreciation studies, an | Internal - LLM Generated Cross-Domain Link
asset_infrastructure | line | from_bus_id | From Bus Id (Foreign Key) | BIGINT |  |  | transmission.bus.bus_id | Foreign key linking to transmission.bus. Business justification: Transmission lines connect two buses (electrical connection points). The from_bus_id FK establishes the origin bus. This is a critical topological relationship for power flow modeling and grid analysi | Internal - LLM Generated Cross-Domain Link
asset_infrastructure | line | master_id | Asset Master Id (Foreign Key) | BIGINT |  |  | asset.master.master_id | Foreign key linking to asset.asset_master. Business justification: Transmission lines are major capital assets requiring comprehensive lifecycle management, maintenance scheduling, and regulatory compliance tracking. Other transmission products (substation, transform | Internal - LLM Generated Cross-Domain Link
asset_infrastructure | line | to_transmission_substation_id |  | BIGINT | internal |  | transmission.transmission_substation.transmission_substation_id | FK to transmission.transmission_substation
asset_infrastructure | line | transmission_substation_id | From Substation Id (Foreign Key) | BIGINT |  |  | transmission.transmission_substation.transmission_substation_id | Foreign key linking to transmission.transmission_substation. Business justification: Transmission lines connect two substations. The from_substation_code (STRING) should be replaced with a proper FK from_substation_id → transmission_substation.transmission_substation_id. This allows j | Internal - LLM Generated Cross-Domain Link
asset_infrastructure | line | available_transfer_capability_mw | Available Transfer Capability (ATC) (MW) | DECIMAL(10,2) |  |  |  | Available Transfer Capability of the transmission line in Megawatts (MW), representing the remaining transfer capacity available for additional transactions after accounting for existing commitments and reliability margins. Published on OASIS per FERC OATT requirements. | FERC OATT; NERC MOD-001 (Available Transmission System Capability)
asset_infrastructure | line | bes_classified | Bulk Electric System (BES) Classification Flag | BOOLEAN |  |  |  | Indicates whether this transmission line is classified as part of the NERC Bulk Electric System (BES). BES-classified lines are subject to NERC Reliability Standards (CIP, FAC, TPL, etc.) and FERC jurisdiction. True = BES; False = non-BES (sub-transmission or distribution). | NERC BES Definition (Effective July 1, 2014); FERC Order 773
asset_infrastructure | line | circuit_configuration | Circuit Configuration | STRING |  | single_circuit¦double_circuit¦multi_circuit |  | Physical circuit arrangement of the transmission line structure. Single circuit carries one three-phase circuit; double circuit carries two three-phase circuits on the same tower structure, affecting redundancy and contingency analysis. | NERC TPL Transmission Planning Standards; IEEE Std 738
asset_infrastructure | line | co_owner_name | Co-Owner Name | STRING |  |  |  | Name of the joint owner(s) of the transmission line when ownership_percentage is less than 100%. Relevant for joint-use agreements, cost-sharing arrangements, and FERC Form 1 disclosure of jointly-owned plant. | FERC Form 1; FERC OATT Joint Ownership provisions
asset_infrastructure | line | commissioning_cost_usd | Commissioning Cost (USD) | DECIMAL(18,2) | confidential |  |  | Total capital cost incurred to construct and commission the transmission line, expressed in US dollars. Represents the gross plant-in-service value for FERC rate base inclusion, depreciation base, and CAPEX tracking. Classified confidential as it contains sensitive financial data. | FERC Form 1 (Account 350–359 Electric Plant in Service); GAAP ASC 360; SOX
asset_infrastructure | line | depreciation_rate_pct | Depreciation Rate (Percent) | DECIMAL(6,4) | confidential |  |  | Annual straight-line depreciation rate applied to the transmission line as a percentage of original cost. Established through PUC-approved depreciation studies and used for regulatory accounting, rate case filings, and FERC Form 1 reporting. | FERC Uniform System of Accounts (18 CFR Part 101); GAAP ASC 360; PUC depreciation orders
asset_infrastructure | line | emergency_rating_mva | Emergency Thermal Rating (MVA) | DECIMAL(10,2) |  |  |  | Short-term emergency thermal rating of the transmission line in Megavolt-Amperes (MVA). Represents the maximum allowable power flow for a limited duration (typically 15–30 minutes) during contingency conditions. Used in N-1 and N-2 contingency analysis. | NERC FAC-008 (Facility Ratings); NERC TPL-001
asset_infrastructure | line | ems_element_reference | Energy Management System (EMS) Element ID | STRING |  |  |  | Identifier for this transmission line element within the ABB or GE Energy Management System (EMS) / SCADA platform. Used for real-time monitoring, state estimation, and contingency analysis in the EMS network model. | ABB / GE Energy Management System; NERC MOD-032 |  | TRUE | EMS element ID is a reference to the transmission line's representation in the Energy Management System. The EMS is an external operational technology system. This is an integration/external system identifier.
asset_infrastructure | line | ferc_jurisdictional | Federal Energy Regulatory Commission (FERC) Jurisdictional Flag | BOOLEAN |  |  |  | Indicates whether this transmission line is subject to FERC jurisdiction under the Federal Power Act. FERC-jurisdictional lines must comply with OATT requirements, transmission pricing rules, and FERC Form 1 reporting obligations. | Federal Power Act Section 205/206; FERC OATT; FERC Form 1
asset_infrastructure | line | gis_feature_reference | Geographic Information System (GIS) Feature ID | STRING |  |  |  | Reference identifier for the transmission line feature in the ESRI ArcGIS geospatial network model. Enables spatial joins, route tracing, and GIS-based outage analysis. | ESRI ArcGIS Electric Network Model |  | TRUE | GIS feature ID is a reference to a feature in the utility's Geographic Information System (e.g., ESRI ArcGIS). This is an external system identifier linking the transmission line to its geospatial representation. GIS is an external system of record for spatial data.
asset_infrastructure | line | in_service_date | In-Service Date | DATE |  |  |  | Date the transmission line was placed into commercial service and energized. Used for depreciation calculations, AFUDC capitalization cutoff, FERC rate base inclusion, and asset age tracking. | FERC Form 1; GAAP ASC 360 (Property, Plant and Equipment); Oracle WAM / IBM Maximo
asset_infrastructure | line | insulation_type | Insulation Type | STRING |  | ceramic¦glass¦polymer¦XLPE¦oil_paper |  | Type of insulation used on the transmission line conductors or cable. For overhead lines: ceramic, glass, or polymer insulators. For underground/submarine cables: XLPE or oil-paper. Affects dielectric performance, maintenance intervals, and failure mode analysis. | IEEE Std C2 (NESC); ESRI ArcGIS Network Model
asset_infrastructure | line | interconnection_type | Interconnection Type | STRING |  | intra_utility¦inter_utility¦interstate¦international |  | Classification of the transmission line based on the entities it interconnects. Intra-utility lines connect points within the same utility system; inter-utility lines connect different utilities; interstate lines cross state boundaries; international lines cross national borders. | FERC OATT; NERC Reliability Coordinator boundaries
asset_infrastructure | line | last_inspection_date | Last Inspection Date | DATE |  |  |  | Date of the most recent physical inspection of the transmission line (aerial patrol, ground patrol, or detailed inspection). Used to track compliance with NERC FAC-003 vegetation management and internal maintenance standards. | NERC FAC-003; Oracle WAM / IBM Maximo
asset_infrastructure | line | length_miles | Line Length (Miles) | DECIMAL(10,3) |  |  |  | Total route length of the transmission line in miles, as measured along the physical corridor. Used for impedance calculations, O&M cost allocation, FERC Form 1 reporting, and rate base determination. | FERC Form 1 (Electric Utility Annual Report); ESRI ArcGIS
asset_infrastructure | line | line_code | Transmission Line Code | STRING |  |  |  | Externally-known alphanumeric code or tag uniquely identifying the transmission line across operational systems (GIS, EMS, SCADA, WAM). Serves as the business key for cross-system integration. | ESRI ArcGIS; Oracle WAM / IBM Maximo
asset_infrastructure | line | line_id | Line Identifier | BIGINT |  |  |  | Primary key for line |  | TRUE
asset_infrastructure | line | line_name | Transmission Line Name | STRING |  |  |  | Human-readable name or designation assigned to the transmission line (e.g., 'Northgate–Riverside 345kV'). Used in operational communications, SCADA displays, and regulatory filings. | FERC Form 1; NERC FAC-001
asset_infrastructure | line | line_type | Transmission Line Type | STRING |  | overhead¦underground¦submarine |  | Physical construction type of the transmission line. Overhead lines use towers/poles with air insulation; underground lines use buried cable; submarine lines cross bodies of water. Affects maintenance practices, outage risk, and capital cost classification. | FERC Form 1; ESRI ArcGIS Network Model
asset_infrastructure | line | multi_state_flag | Multi-State Line Flag | BOOLEAN |  |  |  | Indicates whether the transmission line crosses state boundaries. Multi-state lines may be subject to multiple PUC jurisdictions and require coordinated regulatory reporting. True = crosses state lines; False = single-state. | State PUC jurisdictional rules; FERC Federal Power Act
asset_infrastructure | line | nerc_cip_applicable | North American Electric Reliability Corporation (NERC) Critical Infrastructure Protection (CIP) Applicable Flag | BOOLEAN |  |  |  | Indicates whether this transmission line is within scope of NERC CIP cybersecurity standards as a Critical Cyber Asset or associated Physical Security Perimeter. Drives cybersecurity and physical security compliance obligations. | NERC CIP-002 (BES Cyber System Categorization)
asset_infrastructure | line | next_inspection_date | Next Scheduled Inspection Date | DATE |  |  |  | Date on which the next scheduled inspection of the transmission line is due. Drives preventive maintenance work order generation in the EAM system and ensures compliance with inspection frequency requirements. | NERC FAC-003; Oracle WAM / IBM Maximo
asset_infrastructure | line | number_of_structures | Number of Structures | INT |  |  |  | Total count of towers, poles, or support structures along the transmission line route. Used for asset inventory, maintenance planning, and storm restoration resource estimation. | Oracle WAM / IBM Maximo; ESRI ArcGIS
asset_infrastructure | line | operating_status | Operating Status | STRING |  | in_service¦out_of_service¦mothballed¦retired¦under_construction¦planned |  | Current operational lifecycle status of the transmission line. Drives inclusion in power flow models, maintenance scheduling, NERC compliance scope, and FERC rate base eligibility. [ENUM-REF-CANDIDATE: in_service¦out_of_service¦mothballed¦retired¦under_construction¦planned — promote to reference product] | NERC BES Definition; FERC Form 1; Oracle WAM / IBM Maximo
asset_infrastructure | line | ownership_percentage | Ownership Percentage | DECIMAL(5,2) |  |  |  | Percentage of the transmission line owned by this utility (0.00–100.00). Lines may be jointly owned with other utilities or transmission companies. Drives rate base allocation, O&M cost sharing, and FERC Form 1 reporting of owned vs. leased plant. | FERC Form 1; GAAP ASC 810 (Consolidation); FERC OATT
asset_infrastructure | line | protection_scheme | Protection Scheme | STRING |  |  |  | Description of the primary relay protection scheme applied to the transmission line (e.g., distance relay, differential relay, pilot protection, directional overcurrent). Critical for NERC PRC (Protection and Control) compliance and fault clearing time analysis. | NERC PRC-023 (Transmission Relay Loadability); IEEE Std C37.113
asset_infrastructure | line | rated_capacity_mva | Rated Thermal Capacity (MVA) | DECIMAL(10,2) |  |  |  | Normal (continuous) thermal rating of the transmission line expressed in Megavolt-Amperes (MVA). Represents the maximum power flow the line can carry under normal operating conditions without exceeding conductor temperature limits. Used in power flow studies, congestion management, and OATT ATC calculations. | NERC FAC-008 (Facility Ratings); FERC OATT; IEEE Std 738
asset_infrastructure | line | reactance_ohms_per_mile | Reactance (Ohms per Mile) | DECIMAL(10,6) |  |  |  | Positive-sequence inductive reactance of the conductor in ohms per mile. Essential parameter for power flow, stability, and short-circuit analysis in the transmission network model. | IEEE Std 738; NERC MOD-032
asset_infrastructure | line | record_created_timestamp | Record Created Timestamp | TIMESTAMP |  |  |  | Timestamp when this transmission line master record was first created in the Silver Layer data product. Supports data lineage, audit trail, and record lifecycle management. | SOX Section 404 (Internal Controls); NERC CIP-007
asset_infrastructure | line | record_updated_timestamp | Record Updated Timestamp | TIMESTAMP |  |  |  | Timestamp of the most recent update to this transmission line master record in the Silver Layer. Used for change data capture, incremental ETL processing, and audit trail maintenance. | SOX Section 404; Databricks Delta Lake change data feed
asset_infrastructure | line | resistance_ohms_per_mile | Resistance (Ohms per Mile) | DECIMAL(10,6) |  |  |  | Positive-sequence AC resistance of the conductor in ohms per mile at operating temperature. Core electrical parameter used in power flow models, load flow studies, and loss calculations. | IEEE Std 738; NERC MOD-032 (Data for Power Flow and Stability Models)
asset_infrastructure | line | retirement_date | Retirement Date | DATE |  |  |  | Date the transmission line was permanently retired from service. Triggers removal from rate base, cessation of depreciation, and decommissioning obligations. Null if the line is still active. | FERC Form 1; GAAP ASC 360; Oracle WAM / IBM Maximo
asset_infrastructure | line | right_of_way_width_ft | Right-of-Way (ROW) Width (Feet) | DECIMAL(7,2) |  |  |  | Width of the transmission line right-of-way corridor in feet. Used for vegetation management compliance (NERC FAC-003), land use planning, encroachment management, and environmental permitting. | NERC FAC-003 (Transmission Vegetation Management); ESRI ArcGIS
asset_infrastructure | line | rto_iso_region | Regional Transmission Organization / Independent System Operator (RTO/ISO) Region | STRING |  |  |  | Name or code of the RTO or ISO within whose footprint this transmission line operates (e.g., PJM, MISO, CAISO, SPP, ERCOT, NYISO, ISO-NE). Determines market rules, LMP pricing nodes, and interchange scheduling protocols. | FERC Order 2000 (RTO Formation); NERC Reliability Coordinator boundaries
asset_infrastructure | line | scada_monitored | Supervisory Control and Data Acquisition (SCADA) Monitored Flag | BOOLEAN |  |  |  | Indicates whether this transmission line is monitored and controllable via the SCADA/EMS system. SCADA-monitored lines provide real-time telemetry (MW flow, MVAr, voltage, breaker status) to the Energy Management System for grid operations. | NERC COM-001 (Telecommunications); ABB / GE Energy Management System
asset_infrastructure | line | state_code | State Code | STRING |  | '^[A-Z]{2}$ |  | Two-letter US state code (USPS abbreviation) for the primary state in which the transmission line is located. For multi-state lines, represents the state of the majority of the route length. Used for PUC jurisdictional determination and state regulatory reporting. | State Public Utility Commission (PUC) jurisdictional rules; USPS State Abbreviations
asset_infrastructure | line | structure_type | Structure Type | STRING |  | lattice_steel¦monopole_steel¦wood_pole¦concrete_pole¦H_frame |  | Type of tower or pole structure supporting the overhead transmission line. Affects structural loading calculations, maintenance practices, and asset replacement planning. | ESRI ArcGIS Network Model; Oracle WAM / IBM Maximo; NESC (National Electrical Safety Code)
asset_infrastructure | line | total_transfer_capability_mw | Total Transfer Capability (TTC) (MW) | DECIMAL(10,2) |  |  |  | Total Transfer Capability of the transmission line in Megawatts (MW), representing the maximum amount of electric power that can be transferred reliably over the line under specified system conditions. Basis for ATC calculations published on OASIS. | FERC OATT; NERC MOD-001
asset_infrastructure | line | voltage_class_kv | Voltage Class (kV) | DECIMAL(7,2) |  |  |  | Nominal operating voltage class of the transmission line expressed in kilovolts (kV). Common BES voltage classes include 69 kV, 115 kV, 138 kV, 230 kV, 345 kV, 500 kV, and 765 kV. Determines NERC BES applicability threshold (≥100 kV) and FERC jurisdictional classification. | NERC BES Definition; FERC Order 888; IEEE Std 1110
asset_infrastructure | line | wam_asset_reference | Work and Asset Management (WAM) Asset ID | STRING |  |  |  | Asset identifier assigned by the Enterprise Asset Management system (Oracle WAM or IBM Maximo) for maintenance scheduling, work order management, and asset lifecycle tracking. | Oracle WAM / IBM Maximo Asset Management |  | TRUE | WAM (Work and Asset Management) asset ID is a reference to the asset record in the utility's WAM system (e.g., Maximo, SAP PM). This is an external/integration system identifier. While asset.master exists, the column name specifically says 'wam_asset_id' indicating it's the ID in the WAM system, not a direct FK to our asset.master table.
asset_infrastructure | line | year_constructed | Year Constructed | INT |  |  |  | Calendar year in which the transmission line was originally constructed. Distinct from in_service_date; used for asset age analysis, infrastructure investment planning, and IRP long-range capital forecasting. | Oracle WAM / IBM Maximo; FERC Form 1
asset_infrastructure | nerc_cip_asset | capex_expenditure_id | Capex Expenditure Id (Foreign Key) | BIGINT |  |  | finance.capex_expenditure.capex_expenditure_id | Foreign key linking to finance.capex_expenditure. Business justification: NERC CIP compliance investments in cyber security infrastructure and physical security enhancements are capitalized expenditures. Link supports CIP cost recovery in rate cases and proper capital vs. e | Internal - LLM Generated Cross-Domain Link
asset_infrastructure | nerc_cip_asset | compliance_event_id | Compliance Event Id (Foreign Key) | BIGINT |  |  | regulatory.compliance_event.compliance_event_id | Foreign key linking to regulatory.compliance_event. Business justification: CIP assets are the subject of compliance violations, self-reports, and audit findings requiring event tracking. Business process: violation investigation, penalty assessment, corrective action plan im | Internal - LLM Generated Cross-Domain Link
asset_infrastructure | nerc_cip_asset | compliance_obligation_id | Compliance Obligation Id (Foreign Key) | BIGINT |  |  | regulatory.compliance_obligation.compliance_obligation_id | Foreign key linking to regulatory.compliance_obligation. Business justification: CIP assets must comply with specific NERC CIP standards (CIP-002 through CIP-014) tracked as compliance obligations. Business process: CIP compliance program management, audit preparation, evidence ar | Internal - LLM Generated Cross-Domain Link
asset_infrastructure | nerc_cip_asset | control_center_id | Control Center ID | BIGINT |  |  | transmission.control_center.control_center_id | Foreign key reference to the control center facility where this BES cyber system asset is located, if applicable. | Internal Asset Management
asset_infrastructure | nerc_cip_asset | master_id | Asset Master Id (Foreign Key) | BIGINT |  |  | asset.master.master_id | Foreign key linking to asset.asset_master. Business justification: NERC CIP cyber assets ARE physical transmission assets requiring full EAM lifecycle tracking (maintenance, financials, depreciation, warranty, condition assessments). Currently missing FK creates data | Internal - LLM Generated Cross-Domain Link
asset_infrastructure | nerc_cip_asset | transmission_substation_id | Substation ID | BIGINT |  |  | transmission.transmission_substation.transmission_substation_id | Foreign key reference to the transmission substation where this BES cyber system asset is located. | Internal Asset Management
asset_infrastructure | nerc_cip_asset | applicable_cip_standards | Applicable CIP Standards | STRING |  |  |  | Comma-separated list of applicable NERC CIP standard requirements for this asset (e.g., CIP-002, CIP-003, CIP-004, CIP-005, CIP-006, CIP-007, CIP-008, CIP-009, CIP-010, CIP-011, CIP-014). | NERC CIP Standards
asset_infrastructure | nerc_cip_asset | asset_owner | Asset Owner | STRING |  |  |  | The organizational unit or department that owns and maintains this BES cyber system asset. | Internal Asset Management
asset_infrastructure | nerc_cip_asset | bes_cyber_system_identifier | Bulk Electric System (BES) Cyber System Identifier | STRING |  |  |  | The unique identifier assigned to the BES cyber system (e.g., EMS, SCADA RTU, relay communication processor) within the transmission facility. | NERC CIP-002-5.1a
asset_infrastructure | nerc_cip_asset | cip_version | CIP Version | STRING |  |  |  | The version of the NERC CIP standards applicable to this asset (e.g., CIP Version 5, CIP Version 6). | NERC CIP Standards
asset_infrastructure | nerc_cip_asset | compliance_status | Compliance Status | STRING |  | compliant¦non_compliant¦remediation_in_progress¦pending_review |  | The current NERC CIP compliance status of the BES cyber system asset. | NERC CIP Standards
asset_infrastructure | nerc_cip_asset | configuration_baseline_reference | Configuration Baseline Reference | STRING |  |  |  | Reference identifier to the configuration baseline documentation for this BES cyber system asset per NERC CIP-010 configuration management requirements. | NERC CIP-010
asset_infrastructure | nerc_cip_asset | created_timestamp | Created Timestamp | TIMESTAMP |  |  |  | The timestamp when this NERC CIP asset record was first created in the system. | Internal Data Management
asset_infrastructure | nerc_cip_asset | criticality_score | Criticality Score | DECIMAL(5,2) |  |  |  | A numerical score representing the criticality of this BES cyber system asset to grid reliability and operations, used for prioritization of security controls and assessments. | Internal Risk Management
asset_infrastructure | nerc_cip_asset | cyber_security_incident_count | Cyber Security Incident Count | INT |  |  |  | The total number of reportable cyber security incidents associated with this BES cyber system asset. | NERC CIP-008
asset_infrastructure | nerc_cip_asset | esp_identifier | Electronic Security Perimeter (ESP) Identifier | STRING |  |  |  | The unique identifier of the Electronic Security Perimeter to which this asset belongs, if applicable. | NERC CIP-005
asset_infrastructure | nerc_cip_asset | esp_membership | Electronic Security Perimeter (ESP) Membership | BOOLEAN |  |  |  | Indicates whether the asset is a member of an Electronic Security Perimeter as defined in NERC CIP-005. | NERC CIP-005
asset_infrastructure | nerc_cip_asset | evidence_artifact_reference | Evidence Artifact Reference | STRING |  |  |  | Reference identifier or URI to the compliance evidence artifacts (documentation, logs, reports) associated with this BES cyber system asset. | NERC CIP Standards
asset_infrastructure | nerc_cip_asset | firmware_version | Firmware Version | STRING |  |  |  | The current firmware or software version installed on the BES cyber system asset. | NERC CIP-010
asset_infrastructure | nerc_cip_asset | impact_rating | Impact Rating | STRING |  | high¦medium¦low |  | The CIP impact rating assigned to the BES cyber system per NERC CIP-002-5.1a categorization (high, medium, or low impact). | NERC CIP-002-5.1a
asset_infrastructure | nerc_cip_asset | ip_address | IP Address | STRING | confidential |  |  | The primary IP address assigned to this BES cyber system asset within the network infrastructure. | NERC CIP-005
asset_infrastructure | nerc_cip_asset | last_cip_audit_date | Last CIP Audit Date | DATE |  |  |  | The date of the most recent NERC CIP compliance audit that included this BES cyber system asset. | NERC CIP Standards
asset_infrastructure | nerc_cip_asset | last_incident_date | Last Incident Date | DATE |  |  |  | The date of the most recent cyber security incident involving this BES cyber system asset. | NERC CIP-008
asset_infrastructure | nerc_cip_asset | last_updated_timestamp | Last Updated Timestamp | TIMESTAMP |  |  |  | The timestamp when this NERC CIP asset record was most recently updated or modified. | Internal Data Management
asset_infrastructure | nerc_cip_asset | last_vulnerability_assessment_date | Last Vulnerability Assessment Date | DATE |  |  |  | The date of the most recent vulnerability assessment performed on this BES cyber system asset per NERC CIP-010 requirements. | NERC CIP-010
asset_infrastructure | nerc_cip_asset | nerc_cip_asset_id | NERC CIP Asset ID | BIGINT |  |  |  | Unique identifier for the NERC CIP regulated BES cyber system asset record. | NERC CIP Standards | TRUE
asset_infrastructure | nerc_cip_asset | network_zone | Network Zone | STRING |  |  |  | The network security zone or segment where this BES cyber system asset resides (e.g., control network, corporate network, DMZ). | NERC CIP-005
asset_infrastructure | nerc_cip_asset | next_cip_audit_due_date | Next CIP Audit Due Date | DATE |  |  |  | The date by which the next NERC CIP compliance audit is scheduled or due for this asset. | NERC CIP Standards
asset_infrastructure | nerc_cip_asset | next_vulnerability_assessment_due_date | Next Vulnerability Assessment Due Date | DATE |  |  |  | The date by which the next vulnerability assessment must be completed for this BES cyber system asset. | NERC CIP-010
asset_infrastructure | nerc_cip_asset | notes | Notes | STRING |  |  |  | Additional notes, comments, or contextual information about this BES cyber system asset and its CIP compliance status. | Internal Documentation
asset_infrastructure | nerc_cip_asset | physical_security_assessment_date | Physical Security Assessment Date | DATE |  |  |  | The date of the most recent physical security assessment performed for this asset per NERC CIP-014 requirements. | NERC CIP-014
asset_infrastructure | nerc_cip_asset | psp_identifier | Physical Security Perimeter (PSP) Identifier | STRING |  |  |  | The unique identifier of the Physical Security Perimeter where this asset is located, if applicable. | NERC CIP-006
asset_infrastructure | nerc_cip_asset | psp_membership | Physical Security Perimeter (PSP) Membership | BOOLEAN |  |  |  | Indicates whether the asset is located within a Physical Security Perimeter as defined in NERC CIP-006. | NERC CIP-006
asset_infrastructure | nerc_cip_asset | remediation_plan_reference | Remediation Plan Reference | STRING |  |  |  | Reference identifier to the remediation or mitigation plan for any identified non-compliance or vulnerabilities associated with this asset. | NERC CIP Standards
asset_infrastructure | nerc_cip_asset | responsible_entity | Responsible Entity | STRING |  |  |  | The name of the registered entity responsible for the compliance of this BES cyber system asset under NERC CIP standards. | NERC CIP-002-5.1a
asset_infrastructure | nerc_cip_asset | retirement_reason | Retirement Reason | STRING |  |  |  | The reason or justification for retiring or decommissioning this BES cyber system asset. | Internal Asset Management
asset_infrastructure | protection_system | backup_protection_system_id | Backup Protection System Identifier (ID) | BIGINT |  |  | transmission.protection_system.protection_system_id | Foreign key reference to the backup or redundant protection system that provides secondary protection for the same transmission element. Used for coordination studies and reliability analysis per NERC PRC-023 requirements. | NERC PRC-023 Transmission Relay Loadability
asset_infrastructure | protection_system | compliance_event_id | Compliance Event Id (Foreign Key) | BIGINT |  |  | regulatory.compliance_event.compliance_event_id | Foreign key linking to regulatory.compliance_event. Business justification: Protection system misoperations or testing failures generate NERC PRC-004 compliance events requiring investigation and reporting. Business process: misoperation analysis, violation self-reporting, co | Internal - LLM Generated Cross-Domain Link
asset_infrastructure | protection_system | compliance_obligation_id | Compliance Obligation Id (Foreign Key) | BIGINT |  |  | regulatory.compliance_obligation.compliance_obligation_id | Foreign key linking to regulatory.compliance_obligation. Business justification: Protection systems must comply with NERC PRC standards (PRC-005 relay testing, PRC-004 misoperation reporting). Business process: relay testing program scheduling, compliance evidence collection, main | Internal - LLM Generated Cross-Domain Link
asset_infrastructure | protection_system | fixed_asset_id | Fixed Asset Id (Foreign Key) | BIGINT |  |  | finance.fixed_asset.fixed_asset_id | Foreign key linking to finance.fixed_asset. Business justification: Protection relays and systems are capitalized assets with book values and depreciation tracked in fixed_asset. Required for asset accounting, depreciation expense calculation, retirement accounting, a | Internal - LLM Generated Cross-Domain Link
asset_infrastructure | protection_system | master_id | Enterprise Asset Management (EAM) Asset Identifier (ID) | BIGINT |  |  | asset.master.master_id | External reference to the protection system record in the Enterprise Asset Management system (Oracle WAM, IBM Maximo). Links protection data to work orders, maintenance history, spare parts inventory, and financial asset records. | EAM System Integration Standards
asset_infrastructure | protection_system | protected_line_id | Protected Line Id (Foreign Key) | BIGINT |  |  | transmission.line.line_id | Foreign key linking to transmission.line. Business justification: Protection systems protect specific transmission elements. The current schema uses a polymorphic pattern (transmission_element_reference BIGINT + transmission_element_type STRING). Normalizing to expl | Internal - LLM Generated Cross-Domain Link
asset_infrastructure | protection_system | protected_transformer_id | Protected Transformer Id (Foreign Key) | BIGINT |  |  | transmission.transformer.transformer_id | Foreign key linking to transmission.transformer. Business justification: Protection systems also protect transformers. This FK links protection systems to the transformers they protect. Together with protected_line_id, this replaces the polymorphic transmission_element_ref | Internal - LLM Generated Cross-Domain Link
asset_infrastructure | protection_system | relay_material_master_id | Relay Material Master Id (Foreign Key) | BIGINT |  |  | supply.material_master.material_master_id | Foreign key linking to supply.material_master. Business justification: Protection relays are procured equipment with manufacturer part numbers and specifications. Material master enables spare parts inventory management, standardization of relay types across substations, | Internal - LLM Generated Cross-Domain Link
asset_infrastructure | protection_system | transmission_substation_id | Transmission Substation Identifier (ID) | BIGINT |  |  | transmission.transmission_substation.transmission_substation_id | Foreign key reference to the transmission substation where this protection system is physically located. Links protection equipment to facility for maintenance dispatch, outage coordination, and physical security management. | Utility GIS and Asset Management Standards
asset_infrastructure | protection_system | communication_protocol | Communication Protocol | STRING |  | dnp3¦iec_61850¦modbus¦c37_118¦proprietary¦none |  | Communication protocol used by the relay for SCADA integration, synchrophasor data exchange, or remote monitoring (e.g., DNP3, IEC 61850 GOOSE/MMS, Modbus, IEEE C37.118 for PMUs). Critical for cybersecurity assessments and NERC CIP compliance. | IEEE C37.118 Synchrophasor Standards, IEC 61850
asset_infrastructure | protection_system | coordination_study_reference | Coordination Study Reference Document | STRING |  |  |  | Reference identifier to the protection coordination study that validated this systems settings and selectivity with adjacent devices. Links to engineering analysis documentation required for NERC PRC compliance and fault investigation. | NERC PRC-027 Protection System Coordination
asset_infrastructure | protection_system | created_timestamp | Record Created Timestamp | TIMESTAMP |  |  |  | Timestamp when this protection system record was first created in the data management system. Used for data lineage tracking and audit trail purposes. | Data Governance Standards
asset_infrastructure | protection_system | ct_ratio | Current Transformer (CT) Ratio | STRING |  |  |  | Current transformer turns ratio (e.g., 2000:5, 1200:1) that scales primary current to secondary relay input. Essential for relay setting calculations, coordination studies, and accurate fault current measurement. | IEEE C57.13 Standard Requirements for Instrument Transformers
asset_infrastructure | protection_system | fault_record_count | Fault Record Count | INT |  |  |  | Total number of fault events recorded by this protection system since commissioning or last counter reset. Used for reliability analysis, equipment stress assessment, and predictive maintenance planning. | Utility Reliability Metrics
asset_infrastructure | protection_system | ferc_account_code | Federal Energy Regulatory Commission (FERC) Account Code | STRING |  |  |  | FERC Uniform System of Accounts classification code for capitalization and depreciation of the protection system asset (typically Account 353 - Station Equipment). Required for regulatory financial reporting and rate case cost studies. | FERC Uniform System of Accounts
asset_infrastructure | protection_system | firmware_version | Relay Firmware Version | STRING |  |  |  | Current firmware or software version installed on the protective relay. Critical for cybersecurity vulnerability management, NERC CIP compliance, and ensuring compatibility with protection coordination studies. | NERC CIP-007 Systems Security Management
asset_infrastructure | protection_system | in_service_date | In-Service Date | DATE |  |  |  | Date when the protection system was commissioned and placed into active service protecting the transmission element. Marks the start of the operational lifecycle and NERC compliance obligations. | Utility Commissioning Standards
asset_infrastructure | protection_system | installation_date | Installation Date | DATE |  |  |  | Date when the protection system was physically installed at the substation or transmission facility. Used for asset lifecycle tracking, depreciation calculations, and replacement planning. | Asset Management Standards
asset_infrastructure | protection_system | is_bes_protection | Bulk Electric System (BES) Protection Flag | BOOLEAN |  |  |  | Boolean indicator of whether this protection system is classified as protecting a BES element and therefore subject to NERC reliability standards. Determines applicability of NERC PRC and CIP compliance requirements. | NERC BES Definition
asset_infrastructure | protection_system | last_calibration_date | Last Calibration Date | DATE |  |  |  | Date when the protective relay was last tested, calibrated, and verified to be operating within manufacturer specifications. Critical for NERC PRC-005 maintenance compliance and reliability assurance. | NERC PRC-005 Protection System, Automatic Reclosing, and Sudden Pressure Relaying Maintenance
asset_infrastructure | protection_system | last_fault_date | Last Fault Date | DATE |  |  |  | Date when this protection system last detected and responded to a fault condition. Used for operational trending and to correlate protection performance with transmission outage events. | Utility Operations Standards
asset_infrastructure | protection_system | last_misoperation_date | Last Misoperation Date | DATE |  |  |  | Date of the most recent documented protection system misoperation. Triggers NERC PRC-004 investigation and corrective action plan requirements. Nullable if no misoperations have occurred. | NERC PRC-004 Protection System Misoperation Identification and Correction
asset_infrastructure | protection_system | last_updated_timestamp | Record Last Updated Timestamp | TIMESTAMP |  |  |  | Timestamp when this protection system record was most recently modified. Used for change tracking, data synchronization, and audit trail purposes. | Data Governance Standards
asset_infrastructure | protection_system | misoperation_count | Misoperation Count | INT |  |  |  | Cumulative count of documented protection system misoperations (incorrect trips or failures to trip) as defined by NERC PRC-004. Used for reliability trending, root cause analysis, and identification of systematic protection issues. | NERC PRC-004 Protection System Misoperation Identification and Correction
asset_infrastructure | protection_system | nerc_cip_applicable | NERC Critical Infrastructure Protection (CIP) Applicable Flag | BOOLEAN |  |  |  | Boolean indicator of whether this protection system is a BES Cyber System subject to NERC CIP cybersecurity standards (CIP-002 through CIP-014). Determines requirements for electronic security perimeters, access controls, and vulnerability assessments. | NERC CIP-002 BES Cyber System Categorization
asset_infrastructure | protection_system | nerc_prc_compliance_status | NERC Protection and Control (PRC) Compliance Status | STRING |  | compliant¦non_compliant¦pending_review¦exempted¦not_applicable |  | Current compliance status with applicable NERC PRC standards (PRC-005, PRC-019, PRC-023, PRC-025, PRC-027). Tracks whether maintenance, testing, coordination, and documentation requirements are met. Critical for regulatory audits and reliability assurance. | NERC PRC Standards Family
asset_infrastructure | protection_system | next_calibration_due_date | Next Calibration Due Date | DATE |  |  |  | Scheduled date for the next required calibration or maintenance test based on NERC PRC-005 time-based or performance-based maintenance intervals. Used for preventive maintenance planning and compliance tracking. | NERC PRC-005 Protection System Maintenance
asset_infrastructure | protection_system | notes | Protection System Notes | STRING |  |  |  | Free-text field for operational notes, special configuration details, known issues, or historical context about the protection system. Used by protection engineers and maintenance personnel for knowledge transfer and troubleshooting. | Utility Documentation Standards
asset_infrastructure | protection_system | operational_status | Operational Status | STRING |  | in_service¦out_of_service¦testing¦maintenance¦retired¦standby |  | Current operational state of the protection system. Indicates whether the system is actively protecting the transmission element, temporarily out for testing/maintenance, or permanently retired. Critical for real-time grid operations and SCADA monitoring. | Utility Operations Standards
asset_infrastructure | protection_system | original_cost_usd | Original Cost in United States Dollars (USD) | DECIMAL(15,2) | confidential |  |  | Original installed cost of the protection system in US dollars, including equipment, engineering, installation labor, and commissioning. Used for FERC rate base calculations, depreciation, and capital expenditure tracking. | FERC Uniform System of Accounts
asset_infrastructure | protection_system | protection_scheme_type | Protection Scheme Type | STRING |  |  |  | Primary protection principle or relay logic employed by this system (e.g., distance protection for transmission lines, differential for transformers, pilot schemes for critical circuits). Defines the protection philosophy and coordination requirements per IEEE and NERC standards. [ENUM-REF-CANDIDATE: distance¦differential¦overcurrent¦pilot¦directional_comparison¦transfer_trip¦breaker_failure¦undervoltage¦overvoltage¦underfrequency¦overfrequency — 11 candidates stripped; promote to reference product] | IEEE C37.113 Guide for Protective Relay Applications
asset_infrastructure | protection_system | protection_system_code | Protection System Code | STRING |  |  |  | Standardized alphanumeric code or tag number assigned to the protection system for asset tracking, SCADA integration, and maintenance scheduling. Often follows utility-specific naming conventions aligned with substation or transmission line designations. | Utility Asset Naming Standards
asset_infrastructure | protection_system | protection_system_id | Protection System Identifier (ID) | BIGINT |  |  |  | Unique identifier for the protective relay system or protection scheme. Primary key for the protection system entity. Serves as the authoritative reference for all protection equipment records across relay management systems, Enterprise Asset Management (EAM), and NERC Protection and Control (PRC) compliance tracking. | NERC PRC Standards | TRUE
asset_infrastructure | protection_system | protection_system_name | Protection System Name | STRING |  |  |  | Human-readable name or designation of the protection system, typically including location and function identifiers (e.g., 'Main-1 Line Differential', 'Bus 5 Overcurrent'). Used for operational identification and work order references. | IEEE C37 Series Standards
asset_infrastructure | protection_system | protection_zone | Protection Zone Designation | STRING |  | zone_1¦zone_2¦zone_3¦zone_4¦backup¦remote_backup |  | Protection zone classification defining the reach and coordination tier of the relay (e.g., Zone 1 instantaneous, Zone 2 time-delayed, Zone 3 remote backup). Critical for selectivity and coordination with adjacent protection systems per IEEE standards. | IEEE C37.113 Guide for Protective Relay Applications
asset_infrastructure | protection_system | pt_ratio | Potential Transformer (PT) Ratio | STRING |  |  |  | Potential (voltage) transformer turns ratio (e.g., 115000:115, 345000:120) that scales primary voltage to secondary relay input. Required for distance relay reach calculations and voltage-based protection schemes. | IEEE C57.13 Standard Requirements for Instrument Transformers
asset_infrastructure | protection_system | relay_management_system_reference | Relay Management System Identifier (ID) | STRING |  |  |  | External reference to the protection system record in the relay management system (SEL AcSELerator, GE UR Setup, ABB PCM600). Links to relay settings files, event records, and firmware management. | Relay Management System Standards |  | TRUE | Relay management system ID is a reference to the utility's relay management/protection engineering system (e.g., SEL ACSELERATOR, GE UR Setup). This is an external operational technology system identifier, not a business entity that warrants its own table.
asset_infrastructure | protection_system | relay_serial_number | Relay Serial Number | STRING |  |  |  | Unique manufacturer-assigned serial number for the physical relay device. Used for warranty tracking, asset inventory, and device-specific configuration management in relay management systems. | Manufacturer Asset Tracking
asset_infrastructure | protection_system | retirement_date | Retirement Date | DATE |  |  |  | Date when the protection system was permanently decommissioned and removed from service. Nullable for active systems. Used for asset lifecycle closure and historical fault analysis records. | Asset Management Standards
asset_infrastructure | protection_system | scada_point_reference | Supervisory Control and Data Acquisition (SCADA) Point Reference | STRING |  |  |  | SCADA system point identifier or tag name for real-time monitoring of protection system status, trip signals, and alarm conditions. Links relay to Energy Management System (EMS) for operational visibility. | SCADA Integration Standards
asset_infrastructure | protection_system | settings_last_modified_date | Settings Last Modified Date | DATE |  |  |  | Date when the relay settings were last changed or updated. Critical for change management tracking, NERC PRC compliance documentation, and correlation with system performance changes. | NERC PRC-027 Protection System Coordination
asset_infrastructure | protection_system | settings_modified_by | Settings Modified By User | STRING |  |  |  | Name or identifier of the engineer or technician who last modified the relay settings. Required for audit trails, accountability, and NERC CIP access control compliance. | NERC CIP-004 Personnel and Training
asset_infrastructure | protection_system | trip_setting_reference | Trip Setting Reference Document | STRING |  |  |  | Reference identifier or file path to the approved relay settings document, including pickup values, time delays, reach settings, and logic configurations. Required for NERC PRC-019 compliance and protection coordination verification. | NERC PRC-019 Coordination of Generating Unit or Plant Capabilities, Voltage Regulating Controls, and Protection
asset_infrastructure | protection_system | voltage_level_kv | Voltage Level in Kilovolts (kV) | DECIMAL(10,2) |  |  |  | Nominal voltage class in kilovolts of the transmission element protected by this system (e.g., 115, 230, 345, 500, 765 kV). Determines applicable protection schemes, relay settings, and NERC reliability standards. | IEEE Voltage Class Standards
asset_infrastructure | transformer | capex_project_id | Capex Project Id (Foreign Key) | BIGINT |  |  | finance.capex_project.capex_project_id | Foreign key linking to finance.capex_project. Business justification: Major transformer installations have dedicated capital project codes for tracking expenditures, AFUDC eligibility determination, and financial closeout. Required for capital budget tracking and regula | Internal - LLM Generated Cross-Domain Link
asset_infrastructure | transformer | docket_id | Docket Id (Foreign Key) | BIGINT |  |  | regulatory.docket.docket_id | Foreign key linking to regulatory.docket. Business justification: Major transformer investments require regulatory approval and prudency review for rate recovery. Business process: capital expenditure justification in rate cases, asset replacement program approval, | Internal - LLM Generated Cross-Domain Link
asset_infrastructure | transformer | fixed_asset_id | Fixed Asset Id (Foreign Key) | BIGINT |  |  | finance.fixed_asset.fixed_asset_id | Foreign key linking to finance.fixed_asset. Business justification: Transformers are individually capitalized assets with specific FERC plant account classifications, depreciation schedules, and book values. Essential for asset accounting, depreciation expense allocat | Internal - LLM Generated Cross-Domain Link
asset_infrastructure | transformer | master_id | Asset ID | BIGINT |  |  | asset.master.master_id | Reference to the parent asset record in the Enterprise Asset Management (EAM) system (Oracle WAM / IBM Maximo) that governs maintenance work orders, inspection history, and asset lifecycle for this transformer. | Oracle WAM / IBM Maximo Asset Management
asset_infrastructure | transformer | material_master_id | Material Master Id (Foreign Key) | BIGINT |  |  | supply.material_master.material_master_id | Foreign key linking to supply.material_master. Business justification: Transformers are procured equipment with specific material specifications and manufacturer part numbers. Material master link enables procurement of replacement transformers, standardization across fl | Internal - LLM Generated Cross-Domain Link
asset_infrastructure | transformer | primary_bus_id | Primary Bus Id (Foreign Key) | BIGINT |  |  | transmission.bus.bus_id | Foreign key linking to transmission.bus. Business justification: Transformers connect to buses on the primary (high-voltage) side. This FK establishes the primary bus connection point, essential for power flow analysis and transformer topology modeling. | Internal - LLM Generated Cross-Domain Link
asset_infrastructure | transformer | transmission_substation_id | Substation ID | BIGINT |  |  | transmission.transmission_substation.transmission_substation_id | Reference to the bulk electric system (BES) substation where this transformer is physically installed. Used to associate transformer records with substation topology. | NERC FAC-001; Oracle WAM / IBM Maximo
asset_infrastructure | transformer | cooling_class | Cooling Class (IEC/IEEE Designation) | STRING |  | ONAN¦ONAF¦OFAN¦OFAF¦ODAF¦ODAN |  | IEEE/IEC cooling class designation indicating the cooling medium and circulation method (e.g., ONAN = Oil Natural Air Natural, ONAF = Oil Natural Air Forced, OFAF = Oil Forced Air Forced). Determines the MVA rating steps and informs maintenance procedures for cooling equipment. | IEEE C57.12.00; IEC 60076-2
asset_infrastructure | transformer | dga_baseline_date | Dissolved Gas Analysis (DGA) Baseline Date | DATE |  |  |  | Date of the initial dissolved gas analysis (DGA) oil sample that established the baseline gas concentration profile for this transformer. Used as the reference point for trending fault gas evolution and detecting incipient faults per IEEE C57.104. | IEEE C57.104; Oracle WAM / IBM Maximo
asset_infrastructure | transformer | dga_condition_code | Dissolved Gas Analysis (DGA) Condition Code | STRING |  | normal¦caution¦warning¦critical |  | Current DGA health condition code derived from the most recent oil sample analysis per IEEE C57.104 Duval Triangle or Rogers Ratio method. Drives maintenance prioritization and outage risk assessment. Updated each time a new DGA sample is analyzed. | IEEE C57.104; NERC PRC-005
asset_infrastructure | transformer | ferc_account_code | FERC Uniform System of Accounts Code | STRING |  |  |  | FERC Uniform System of Accounts (USofA) account number under which this transformer is capitalized (typically Account 353 — Station Equipment for transmission substations). Required for FERC Form 1 reporting and rate base calculations. | FERC Uniform System of Accounts (18 CFR Part 101); FERC Form 1
asset_infrastructure | transformer | frequency_hz | Rated Frequency (Hz) | DECIMAL(5,2) |  |  |  | Nameplate rated operating frequency in Hertz (Hz). Standard North American grid frequency is 60 Hz. Relevant for transformers that may be used in cross-border or special-purpose applications. | IEEE C57.12.00; NERC BAL-003
asset_infrastructure | transformer | gis_latitude | Geographic Information System (GIS) Latitude | DECIMAL(9,6) | restricted,pii_address |  |  | WGS84 decimal-degree latitude coordinate of the transformer's physical installation location, sourced from ESRI ArcGIS. Used for outage management, emergency response routing, and transmission network topology mapping. | ESRI ArcGIS; WGS84 (EPSG:4326)
asset_infrastructure | transformer | gis_longitude | Geographic Information System (GIS) Longitude | DECIMAL(9,6) | restricted,pii_address |  |  | WGS84 decimal-degree longitude coordinate of the transformer's physical installation location, sourced from ESRI ArcGIS. Used in conjunction with gis_latitude for spatial analysis and GIS network modeling. | ESRI ArcGIS; WGS84 (EPSG:4326)
asset_infrastructure | transformer | hv_kv_rating | High-Voltage (HV) Winding Kilovolt (kV) Rating | DECIMAL(10,3) |  |  |  | Nameplate rated voltage in kilovolts (kV) for the high-voltage winding. Determines the transmission voltage class (e.g., 345 kV, 500 kV, 765 kV) and is used in grid topology modeling and OATT filings. | IEEE C57.12.00; FERC OATT
asset_infrastructure | transformer | impedance_pct | Nameplate Impedance Percentage (%) | DECIMAL(6,3) |  |  |  | Positive-sequence leakage impedance expressed as a percentage of the transformer's base MVA and kV ratings, as stated on the nameplate. Critical input for short-circuit fault current calculations, protection coordination, and power flow studies. | IEEE C57.12.00; NERC FAC-002
asset_infrastructure | transformer | in_service_date | In-Service Date | DATE |  |  |  | Date the transformer was formally placed into commercial/operational service on the bulk electric system. May differ from installation_date if commissioning testing extended beyond physical installation. Used for AFUDC capitalization cutoff and FERC rate base reporting. | FERC Uniform System of Accounts; GAAP ASC 360; Oracle WAM / IBM Maximo
asset_infrastructure | transformer | installation_date | Installation Date | DATE |  |  |  | Date the transformer was physically installed and energized at the substation. Marks the start of the in-service lifecycle for depreciation (GAAP/AFUDC), warranty tracking, and preventive maintenance scheduling. | Oracle WAM / IBM Maximo; GAAP ASC 360; FERC Uniform System of Accounts
asset_infrastructure | transformer | is_bes_asset | Bulk Electric System (BES) Asset Flag | BOOLEAN |  |  |  | Indicates whether this transformer is classified as a Bulk Electric System (BES) asset under NERC BES Definition. BES assets are subject to NERC reliability standards and FERC jurisdictional oversight. True = BES asset; False = non-BES (e.g., station service transformer). | NERC BES Definition; FERC Order 773
asset_infrastructure | transformer | last_inspection_date | Last Inspection Date | DATE |  |  |  | Date of the most recent formal maintenance inspection or condition assessment performed on this transformer, as recorded in Oracle WAM / IBM Maximo. Used to track compliance with preventive maintenance intervals and NERC PRC-005 protection system maintenance requirements. | NERC PRC-005; Oracle WAM / IBM Maximo
asset_infrastructure | transformer | lv_kv_rating | Low-Voltage (LV) Winding Kilovolt (kV) Rating | DECIMAL(10,3) |  |  |  | Nameplate rated voltage in kilovolts (kV) for the low-voltage winding. Used in substation design, protection relay settings, and interconnection studies. | IEEE C57.12.00; FERC OATT
asset_infrastructure | transformer | manufacture_year | Year of Manufacture | INT |  |  |  | Calendar year in which the transformer was manufactured, as stated on the nameplate. Used to calculate asset age, assess end-of-life risk, and prioritize capital replacement programs (CAPEX planning). | Oracle WAM / IBM Maximo; NERC TPL-001
asset_infrastructure | transformer | maximo_asset_num | Maximo Asset Number | STRING |  |  |  | The externally-known asset number assigned by Oracle WAM or IBM Maximo — the operational system of record for this transformer. Used for cross-system reconciliation and work order linkage. | Oracle WAM / IBM Maximo Asset Management
asset_infrastructure | transformer | mva_rating_nameplate | Nameplate Megavolt-Ampere (MVA) Rating | DECIMAL(10,3) |  |  |  | Manufacturer nameplate continuous MVA rating of the transformer at its base cooling class (e.g., ONAN). This is the principal quantitative capacity fact for the asset and is used in transmission planning, OATT capacity filings, and NERC reliability assessments. | IEEE C57.12.00; FERC OATT; NERC FAC-001
asset_infrastructure | transformer | mva_rating_ultimate | Ultimate Megavolt-Ampere (MVA) Rating | DECIMAL(10,3) |  |  |  | Maximum MVA rating achievable at the highest cooling class (e.g., OFAF) as stated on the nameplate. Used in emergency loading assessments and contingency analysis to determine maximum permissible loading. | IEEE C57.12.00; NERC FAC-001
asset_infrastructure | transformer | nerc_cip_asset_class | NERC Critical Infrastructure Protection (CIP) Asset Classification | STRING |  | high¦medium¦low¦not_applicable |  | NERC CIP-002 impact classification for this transformer as a bulk electric system (BES) cyber asset or associated physical asset. Determines the applicable NERC CIP security controls, physical security perimeter requirements, and regulatory audit scope. | NERC CIP-002-5.1a; NERC CIP-006
asset_infrastructure | transformer | next_inspection_date | Next Scheduled Inspection Date | DATE |  |  |  | Date of the next scheduled preventive maintenance inspection for this transformer, as planned in Oracle WAM / IBM Maximo. Drives maintenance work order generation and outage scheduling coordination. | NERC PRC-005; Oracle WAM / IBM Maximo
asset_infrastructure | transformer | num_phases | Number of Phases | INT |  |  |  | Number of electrical phases (1 or 3) for this transformer unit. Bulk transmission transformers are typically three-phase; single-phase units may be used in spare bank configurations. Affects protection design and spare equipment strategy. | IEEE C57.12.00
asset_infrastructure | transformer | oil_type | Insulating Oil Type | STRING |  | mineral_oil¦FR3_natural_ester¦silicone¦askarel |  | Type of dielectric insulating fluid used in the transformer tank. Mineral oil is conventional; FR3 natural ester is fire-resistant and biodegradable; silicone is used in fire-sensitive locations; askarel (PCB-based) is legacy and subject to EPA TSCA regulations. Drives environmental compliance and DGA interpretation. | EPA TSCA; IEEE C57.106; IEC 60296
asset_infrastructure | transformer | oil_volume_gallons | Insulating Oil Volume (Gallons) | DECIMAL(10,2) |  |  |  | Total volume of insulating oil contained in the transformer tank, expressed in US gallons. Required for EPA Spill Prevention, Control, and Countermeasure (SPCC) plan compliance and environmental risk assessment. | EPA 40 CFR Part 112 (SPCC); IEEE C57.106
asset_infrastructure | transformer | operational_status | Operational Status | STRING |  | in_service¦out_of_service¦spare¦retired¦under_maintenance¦commissioning |  | Current lifecycle state of the transformer on the bulk electric system (BES). Drives NERC reliability reporting, maintenance scheduling, and capacity planning. 'in_service' indicates energized and carrying load; 'spare' indicates available but not energized. | NERC FAC-001; NERC CIP-002; Oracle WAM / IBM Maximo
asset_infrastructure | transformer | protection_zone | Protection Zone Designation | STRING |  |  |  | Identifier for the protection relay zone (e.g., 'Zone T1-A') within which this transformer is protected. Used by protection engineers for relay coordination studies and NERC PRC compliance documentation. | NERC PRC-001; IEEE C37.91
asset_infrastructure | transformer | record_created_timestamp | Record Created Timestamp | TIMESTAMP |  |  |  | Timestamp when this transformer master record was first created in the source system (Oracle WAM / IBM Maximo) and ingested into the Databricks Silver Layer. Used for data lineage, audit trail, and record lifecycle tracking. | Oracle WAM / IBM Maximo; SOX Section 404
asset_infrastructure | transformer | record_updated_timestamp | Record Last Updated Timestamp | TIMESTAMP |  |  |  | Timestamp of the most recent update to this transformer master record in the source system. Used for incremental ETL processing, change data capture, and audit compliance under SOX Section 404. | Oracle WAM / IBM Maximo; SOX Section 404
asset_infrastructure | transformer | retirement_date | Retirement Date | DATE |  |  |  | Date the transformer was permanently removed from service and retired from the asset base. Triggers removal from FERC rate base, final depreciation entry, and NERC asset deregistration. Nullable for active assets. | FERC Uniform System of Accounts; GAAP ASC 360; NERC FAC-001
asset_infrastructure | transformer | serial_number | Manufacturer Serial Number | STRING |  |  |  | Manufacturer-assigned serial number stamped on the transformer nameplate. Uniquely identifies the physical unit for warranty tracking, recall management, and DGA correlation. | IEEE C57.12.00; Oracle WAM / IBM Maximo
asset_infrastructure | transformer | tap_changer_type | Tap Changer Type | STRING |  | LTC¦fixed¦DETC |  | Type of voltage regulation mechanism: LTC (Load Tap Changer) allows on-load voltage adjustment; fixed tap has no regulation capability; DETC (De-Energized Tap Changer) requires de-energization for adjustment. Drives voltage control strategy and SCADA integration requirements. | IEEE C57.131; NERC FAC-001
asset_infrastructure | transformer | tap_position_max | Maximum Tap Position | INT |  |  |  | Maximum allowable tap position for the tap changer, defining the upper bound of the voltage regulation range. Used in voltage control studies and protection relay settings. | IEEE C57.131
asset_infrastructure | transformer | tap_position_min | Minimum Tap Position | INT |  |  |  | Minimum allowable tap position for the tap changer, defining the lower bound of the voltage regulation range. Used in voltage control studies and protection relay settings. | IEEE C57.131
asset_infrastructure | transformer | tap_position_nominal | Nominal Tap Position | INT |  |  |  | The nominal (design) tap position number for the transformer's tap changer, as specified on the nameplate. Used as the baseline reference for voltage regulation studies and SCADA setpoint configuration. | IEEE C57.131
asset_infrastructure | transformer | transformer_id | Transformer ID | BIGINT |  |  |  | Unique surrogate identifier for the bulk transmission power transformer record in the Databricks Silver Layer. Primary key for this master resource entity. | Oracle WAM / IBM Maximo Asset Management | TRUE
asset_infrastructure | transformer | transformer_name | Transformer Name | STRING |  |  |  | Human-readable designation for the transformer, typically combining substation name and bank identifier (e.g., 'RIVERSIDE-T1'). Used in operational displays, SCADA, and outage management systems. | IEEE C57.12.00; NERC FAC-001
asset_infrastructure | transformer | transformer_type | Transformer Type | STRING |  | power_transformer¦autotransformer¦phase_shifting_transformer¦grounding_transformer |  | Classification of the transformer by design topology. Power transformers have electrically isolated windings; autotransformers share a common winding; phase-shifting transformers control power flow angle; grounding transformers establish a neutral point. | IEEE C57.12.00; NERC FAC-001
asset_infrastructure | transformer | tv_kv_rating | Tertiary Voltage (TV) Winding Kilovolt (kV) Rating | DECIMAL(10,3) |  |  |  | Nameplate rated voltage in kilovolts (kV) for the tertiary winding, if present (three-winding transformer). Nullable for two-winding units. Used in reactive power compensation and station service supply modeling. | IEEE C57.12.00
asset_infrastructure | transformer | voltage_class | Transmission Voltage Class | STRING |  |  |  | Nominal transmission voltage class of the transformer's high-voltage winding, expressed as a standard IEEE voltage class designation. Used for grid topology segmentation, OATT capacity reporting, and transmission planning studies. [ENUM-REF-CANDIDATE: 69kV¦115kV¦138kV¦230kV¦345kV¦500kV¦765kV — promote to reference product] | IEEE C57.12.00; FERC OATT; NERC FAC-001
asset_infrastructure | transformer | weight_lbs | Total Weight (Pounds) | DECIMAL(12,2) |  |  |  | Total shipping/installed weight of the transformer in pounds, including oil. Critical for transportation logistics planning, foundation structural design, and spare transformer procurement and mobilization planning. | Oracle WAM / IBM Maximo; IEEE C57.12.00
asset_infrastructure | transformer | winding_configuration | Winding Configuration | STRING |  | delta_wye¦wye_wye¦delta_delta¦wye_delta¦auto |  | Electrical winding connection configuration of the transformer (e.g., delta-wye grounded, wye-wye). Determines zero-sequence impedance characteristics, ground fault current paths, and protection relay settings. | IEEE C57.12.00; NERC FAC-002
asset_infrastructure | transmission_substation | capex_project_id | Capex Project Id (Foreign Key) | BIGINT |  |  | finance.capex_project.capex_project_id | Foreign key linking to finance.capex_project. Business justification: Substations are constructed via capital projects; link enables CWIP accounting, project cost rollup to FERC plant accounts, regulatory cost recovery documentation, and variance analysis between author | Internal - LLM Generated Cross-Domain Link
asset_infrastructure | transmission_substation | control_area_id | Control Area Id (Foreign Key) | BIGINT |  |  | transmission.control_area.control_area_id | Foreign key linking to transmission.control_area. Business justification: Transmission substations operate within control areas. The transmission_substation table has control_area STRING. Normalizing to FK to control_area. Removes control_area string. | Internal - LLM Generated Cross-Domain Link
asset_infrastructure | transmission_substation | docket_id | Docket Id (Foreign Key) | BIGINT |  |  | regulatory.docket.docket_id | Foreign key linking to regulatory.docket. Business justification: Substations require CPCN approval for construction, are included in rate base for cost recovery, and are subject to environmental/siting proceedings. Business process: capital project approval filings | Internal - LLM Generated Cross-Domain Link
asset_infrastructure | transmission_substation | fixed_asset_id | Fixed Asset Id (Foreign Key) | BIGINT |  |  | finance.fixed_asset.fixed_asset_id | Foreign key linking to finance.fixed_asset. Business justification: Substations are major capital assets requiring financial tracking of original cost, depreciation, and net book value for regulatory reporting, rate base calculations, and asset retirement obligation a | Internal - LLM Generated Cross-Domain Link
asset_infrastructure | transmission_substation | master_id | Enterprise Asset Management (EAM) Asset ID | BIGINT |  |  | asset.master.master_id | Asset identifier for this substation in Oracle WAM or IBM Maximo Enterprise Asset Management system. Used to link to preventive and corrective maintenance work orders, inspection records, and asset health scores. | Oracle WAM; IBM Maximo; ISO 55000 Asset Management
asset_infrastructure | transmission_substation | operator_id |  | BIGINT | internal |  | transmission.operator.operator_id | FK to transmission.operator
asset_infrastructure | transmission_substation | bes_flag | Bulk Electric System (BES) Flag | BOOLEAN |  |  |  | Indicates whether this substation is classified as part of the Bulk Electric System (BES) per the NERC BES definition. BES classification triggers NERC reliability standard applicability including CIP, FAC, TPL, and PRC standards. | NERC BES Definition; NERC FAC-001; NERC CIP-002
asset_infrastructure | transmission_substation | bus_configuration | Bus Configuration | STRING |  | single_bus¦double_bus¦ring_bus¦breaker_and_half¦main_and_transfer¦double_bus_double_breaker |  | Electrical bus arrangement scheme of the substation switchyard. Determines switching flexibility, reliability, and maintenance capability. Used in protection coordination studies and reliability modeling. [ENUM-REF-CANDIDATE: single_bus¦double_bus¦ring_bus¦breaker_and_half¦main_and_transfer¦double_bus_double_breaker — promote to reference product] | IEEE Std C37.2; IEEE Std 693
asset_infrastructure | transmission_substation | commissioning_date | Commissioning Date | DATE |  |  |  | Date the substation completed commissioning testing and was accepted as ready for service, prior to the official in-service date. Distinct from in_service_date; used for warranty tracking and construction project closeout in SAP S/4HANA. | IEEE Std 693; SAP S/4HANA Project Systems; FERC Form 1
asset_infrastructure | transmission_substation | communications_type | Communications Type | STRING |  | fiber_optic¦microwave¦power_line_carrier¦leased_line¦satellite¦cellular |  | Primary telecommunications medium used for SCADA telemetry and protection signaling at this substation. Relevant for NERC CIP-005 Electronic Security Perimeter and CIP-006 Physical Security compliance assessments. | NERC CIP-005; NERC CIP-006; IEC 61968
asset_infrastructure | transmission_substation | county | County | STRING |  |  |  | County or parish in which the substation is located. Used for property tax jurisdiction, permitting authority determination, and state PUC service territory reporting. | State PUC reporting requirements; FERC Form 1
asset_infrastructure | transmission_substation | decommission_date | Decommission Date | DATE |  |  |  | Date the substation was or is planned to be permanently removed from service and decommissioned. Nullable for active substations. Used for asset retirement accounting, regulatory notification to FERC under FPA Section 203, and IRP planning. | FERC Form 1; FPA Section 203; GAAP ASC 360
asset_infrastructure | transmission_substation | elevation_m | Elevation (Meters) | DECIMAL(8,2) |  |  |  | Elevation of the substation site above mean sea level in meters. Used for equipment insulation coordination (altitude derating), flood risk assessment, and GIS spatial modeling. | IEEE Std C57.12.00; ESRI ArcGIS; WGS84
asset_infrastructure | transmission_substation | ems_node_reference | Energy Management System (EMS) Node Reference | STRING |  |  |  | Node or bus identifier within the ABB or GE Energy Management System (EMS) network topology model corresponding to this substation. Used for state estimation, contingency analysis, and generation dispatch coordination. | IEC 61970 CIM; ABB Network Manager; GE EMS
asset_infrastructure | transmission_substation | ferc_account_number | Federal Energy Regulatory Commission (FERC) Account Number | STRING | restricted,pii_financial |  |  | FERC Uniform System of Accounts (USofA) account number under which the substation assets are recorded (e.g., Account 352 for Structures and Improvements, Account 353 for Station Equipment). Used for FERC Form 1 plant-in-service reporting and rate base determination. | FERC Uniform System of Accounts; FERC Form 1
asset_infrastructure | transmission_substation | ferc_jurisdiction_flag | Federal Energy Regulatory Commission (FERC) Jurisdiction Flag | BOOLEAN |  |  |  | Indicates whether this substation is subject to FERC jurisdictional oversight under the Federal Power Act (FPA). True for interstate transmission facilities; False for state-jurisdictional or non-jurisdictional assets. Drives FERC Form 1 inclusion and OATT applicability. | Federal Power Act (FPA) Section 201; FERC Form 1
asset_infrastructure | transmission_substation | gis_feature_reference | Geographic Information System (GIS) Feature ID | STRING |  |  |  | Unique feature identifier for this substation in the ESRI ArcGIS geospatial network model. Used to link the substation record to its spatial geometry, network connectivity, and GIS-based asset layers. | ESRI ArcGIS; IEC 61968-13 CIM GIS |  | TRUE | GIS feature ID is a reference to the substation's feature in the Geographic Information System. Same pattern as transmission.line.gis_feature_id — this is an external system identifier for geospatial integration.
asset_infrastructure | transmission_substation | in_service_date | In-Service Date | DATE |  |  |  | Date the substation was officially placed into commercial or operational service on the bulk electric system. Used for asset age calculations, depreciation schedules in SAP S/4HANA, FERC Form 1 plant-in-service reporting, and AFUDC capitalization cutoff. | FERC Form 1; GAAP ASC 360; FERC Uniform System of Accounts
asset_infrastructure | transmission_substation | installed_capacity_mva | Installed Transformer Capacity (MVA) | DECIMAL(12,3) |  |  |  | Total installed transformer capacity at the substation in Megavolt-Amperes (MVA), summing all transformer banks. The principal quantitative measure of the substation's power handling capability. Used for capacity planning, congestion analysis, and FERC Form 1 reporting. | IEEE Std C57.12.00; FERC Form 1; NERC TPL standards
asset_infrastructure | transmission_substation | land_ownership_type | Land Ownership Type | STRING |  | owned¦leased¦easement¦right_of_way¦licensed |  | Classification of the land tenure arrangement for the substation site. Affects property accounting treatment under GAAP, FERC Uniform System of Accounts land account classification, and site access rights for maintenance. | FERC Uniform System of Accounts; GAAP ASC 842
asset_infrastructure | transmission_substation | last_inspection_date | Last Inspection Date | DATE |  |  |  | Date of the most recent formal inspection or condition assessment of the substation. Used to track compliance with NERC FAC-003 vegetation management, NERC CIP-006 physical security inspections, and internal O&M maintenance schedules. | NERC FAC-003; NERC CIP-006; IEEE Std 693
asset_infrastructure | transmission_substation | latitude | Latitude (Decimal Degrees) | DECIMAL(10,7) | restricted,pii_address |  |  | Geographic latitude coordinate of the substation site in decimal degrees (WGS84 datum). Used for GIS mapping, emergency response routing, and spatial analysis of grid topology. | ESRI ArcGIS; WGS84 (EPSG:4326)
asset_infrastructure | transmission_substation | longitude | Longitude (Decimal Degrees) | DECIMAL(10,7) | restricted,pii_address |  |  | Geographic longitude coordinate of the substation site in decimal degrees (WGS84 datum). Used for GIS mapping, emergency response routing, and spatial analysis of grid topology. | ESRI ArcGIS; WGS84 (EPSG:4326)
asset_infrastructure | transmission_substation | nerc_cip_classification | North American Electric Reliability Corporation Critical Infrastructure Protection (NERC CIP) Classification | STRING | confidential | high_impact¦medium_impact¦low_impact¦not_applicable |  | NERC CIP impact classification of the substation per NERC CIP-002 BES Cyber System Categorization. Determines the cybersecurity control requirements applicable to associated BES Cyber Systems. Classified as confidential due to critical infrastructure sensitivity. | NERC CIP-002-5.1a; NERC CIP-003 through CIP-014
asset_infrastructure | transmission_substation | nerc_node_code | North American Electric Reliability Corporation (NERC) Node ID | STRING |  |  |  | NERC-assigned unique node identifier for this substation within the bulk electric system (BES) topology model. Used for NERC compliance reporting, reliability assessments, and RTO/ISO power flow models. | NERC Glossary of Terms; NERC FAC-001; NERC FAC-002 |  | TRUE | NERC node ID is a reference identifier assigned by NERC or the regional reliability organization to identify the substation as a node in the bulk electric system. This is an external regulatory identifier, not a business entity requiring its own table.
asset_infrastructure | transmission_substation | next_maintenance_date | Next Scheduled Maintenance Date | DATE |  |  |  | Date of the next planned preventive maintenance activity for the substation as scheduled in Oracle WAM or IBM Maximo. Used for maintenance planning, outage coordination, and NERC maintenance interval compliance tracking. | NERC PRC-005; Oracle WAM; IBM Maximo; ISO 55000
asset_infrastructure | transmission_substation | num_transformer_banks | Number of Transformer Banks | INT |  |  |  | Count of transformer banks installed at the substation. Used for capacity planning, N-1 contingency analysis, and maintenance scheduling in Oracle WAM/IBM Maximo. | IEEE Std C57.12.00; NERC TPL standards
asset_infrastructure | transmission_substation | num_transmission_lines | Number of Transmission Lines | INT |  |  |  | Count of transmission line circuits terminating at this substation. Indicates the substation's connectivity degree in the network topology. Used for contingency analysis and switching studies. | NERC FAC-001; IEEE Std C37.2
asset_infrastructure | transmission_substation | operating_status | Operating Status | STRING |  | in_service¦out_of_service¦under_construction¦mothballed¦decommissioned |  | Current lifecycle and operational state of the substation. Drives asset management workflows in Oracle WAM/IBM Maximo, outage management in Schneider AMS/GE PowerOn, and regulatory asset reporting to FERC and state PUCs. | NERC Glossary of Terms; FERC Form 1; IEEE Std 693
asset_infrastructure | transmission_substation | original_cost_usd | Original Cost (USD) | DECIMAL(18,2) | confidential |  |  | Original installed cost of the substation in US dollars as recorded in the FERC Uniform System of Accounts. Used for rate base calculation, depreciation studies, and FERC Form 1 electric plant-in-service reporting. Classified as confidential due to financial sensitivity. | FERC Uniform System of Accounts; FERC Form 1; GAAP ASC 360
asset_infrastructure | transmission_substation | owner_name | Owner Name | STRING |  |  |  | Legal name of the entity that owns the substation assets. May differ from the operating entity in jointly-owned or leased facilities. Required for FERC Form 1 plant ownership reporting and CIAC accounting. | FERC Form 1; FERC Uniform System of Accounts
asset_infrastructure | transmission_substation | physical_address | Physical Address | STRING | confidential,pii_address |  |  | Street address or location description of the substation site. Used for emergency response, field crew dispatch, permitting, and property tax records. Classified as confidential due to critical infrastructure location sensitivity. | NERC CIP-006; NERC CIP-014; DHS Critical Infrastructure Protection
asset_infrastructure | transmission_substation | protection_scheme | Protection Scheme | STRING |  | differential¦distance¦overcurrent¦pilot¦directional_comparison¦line_current_differential |  | Primary relay protection scheme employed at the substation for fault detection and isolation. Determines relay settings, coordination studies, and NERC PRC standard compliance requirements. [ENUM-REF-CANDIDATE: differential¦distance¦overcurrent¦pilot¦directional_comparison¦line_current_differential — promote to reference product] | IEEE Std C37.113; NERC PRC-001; NERC PRC-019
asset_infrastructure | transmission_substation | record_created_timestamp | Record Created Timestamp | TIMESTAMP |  |  |  | Timestamp when this substation master record was first created in the source system (ESRI ArcGIS or EMS). Used for data lineage, audit trail, and Silver Layer ingestion tracking. | ISO 8601; IEC 61968 CIM
asset_infrastructure | transmission_substation | record_updated_timestamp | Record Updated Timestamp | TIMESTAMP |  |  |  | Timestamp of the most recent update to this substation master record in the source system. Used for change data capture (CDC), Silver Layer incremental loads, and audit trail maintenance. | ISO 8601; IEC 61968 CIM
asset_infrastructure | transmission_substation | rto_iso_region | Regional Transmission Organization / Independent System Operator (RTO/ISO) Region | STRING |  |  |  | Name or code of the RTO or ISO within whose footprint this substation operates (e.g., PJM, MISO, CAISO, SPP, ERCOT, NYISO, ISO-NE). Determines applicable OATT tariff, LMP pricing node assignment, and market participation rules. | FERC Order 2000; FERC OATT; NERC Glossary of Terms
asset_infrastructure | transmission_substation | scada_point_reference | Supervisory Control and Data Acquisition (SCADA) Point Reference | STRING |  |  |  | SCADA system point tag or reference identifier used in OSIsoft PI or GE Proficy Historian to link real-time telemetry data streams to this substation. Enables operational monitoring, alarm management, and historian data retrieval. | OSIsoft PI Asset Framework; IEC 61968; IEC 61970 CIM
asset_infrastructure | transmission_substation | state_code | State Code | STRING |  | '^[A-Z]{2}$ |  | Two-letter US state abbreviation (USPS standard) where the substation is located. Used for state PUC jurisdictional reporting, rate case filings, and multi-state utility regulatory compliance. | USPS State Abbreviations; State PUC reporting requirements
asset_infrastructure | transmission_substation | substation_code | Substation Code | STRING |  | '^[A-Z0-9_-]{2,20}$ |  | Externally-known alphanumeric short code or abbreviation for the substation used in SCADA point naming, EMS topology models, and RTO/ISO interchange scheduling messages. Serves as the business identifier across operational systems. | NERC Glossary of Terms; FERC Form 1
asset_infrastructure | transmission_substation | substation_name | Substation Name | STRING |  |  |  | Official human-readable name of the transmission substation as registered in ESRI ArcGIS and the ABB/GE Energy Management System (EMS). Used as the primary identity label across SCADA displays, GIS maps, and regulatory filings. | NERC Glossary of Terms; IEEE Std 693
asset_infrastructure | transmission_substation | substation_type | Substation Type | STRING |  | switching¦step_down¦step_up¦converter¦autotransformer¦distribution_substation |  | Functional classification of the substation indicating its primary role in the transmission network. Switching substations route power without voltage transformation; step-down substations reduce high-voltage transmission to sub-transmission or distribution levels; step-up substations raise generation voltage for transmission; converter substations perform AC/DC conversion. [ENUM-REF-CANDIDATE: switching¦step_down¦step_up¦converter¦autotransformer¦distribution_substation — promote to reference product] | IEEE Std C37.2; NERC Glossary of Terms
asset_infrastructure | transmission_substation | transmission_substation_id | Transmission Substation ID | BIGINT |  |  |  | Unique surrogate identifier for the transmission substation record in the Databricks Silver Layer. Primary key for this master resource entity. | IEEE Std 693, NERC Glossary of Terms | TRUE
asset_infrastructure | transmission_substation | transmission_zone | Transmission Zone | STRING |  |  |  | Tariff or rate zone designation within the utility's transmission system or RTO/ISO footprint. Used for OATT transmission service rate calculation, congestion revenue rights (CRR) allocation, and zonal LMP settlement. | FERC OATT; FERC Order 888; NERC Glossary of Terms
asset_infrastructure | transmission_substation | voltage_high_kv | High-Side Voltage (kV) | DECIMAL(10,3) |  |  |  | Nominal high-side (primary) voltage level of the substation in kilovolts (kV). Represents the incoming bulk transmission voltage. Critical for BES classification, NERC CIP applicability determination, and OATT tariff rate zone assignment. | NERC Glossary of Terms; IEEE Std C57.12.00; FERC OATT
asset_infrastructure | transmission_substation | voltage_low_kv | Low-Side Voltage (kV) | DECIMAL(10,3) |  |  |  | Nominal low-side (secondary) voltage level of the substation in kilovolts (kV). Represents the outgoing sub-transmission or distribution voltage after transformation. Used in network topology modeling and load flow analysis. | IEEE Std C57.12.00; NERC Glossary of Terms
operational_coordination | balancing_authority | counterparty_balancing_authority_id |  | BIGINT | self_ref_fk |  | transmission.balancing_authority.balancing_authority_id | Self-referencing FK on balancing_authority (counterparty_balancing_authority_id)
operational_coordination | balancing_authority | ace_reporting_flag |  | BOOLEAN |  |  |  | Indicates whether this balancing authority reports Area Control Error (ACE) metrics to NERC for compliance monitoring.
operational_coordination | balancing_authority | ba_code |  | STRING |  |  |  | Standard alphanumeric code assigned to the balancing authority by NERC. Typically 2-4 uppercase letters (e.g., PJM, MISO, CAISO, ERCOT).
operational_coordination | balancing_authority | ba_name |  | STRING |  |  |  | Full legal or operating name of the balancing authority organization.
operational_coordination | balancing_authority | ba_type |  | STRING |  |  |  | Classification of the balancing authority organizational structure: Independent System Operator (ISO), Regional Transmission Organization (RTO), investor-owned utility, cooperative, federal power authority, or municipal utility.
operational_coordination | balancing_authority | balancing_authority_id | Balancing Authority Identifier | BIGINT |  |  |  | Primary key for balancing_authority |  | TRUE
operational_coordination | balancing_authority | cps1_threshold_percent |  | DECIMAL(5,2) |  |  |  | NERC Control Performance Standard 1 (CPS1) compliance threshold percentage for this balancing authority. CPS1 measures how well the BA controls ACE over a one-year period.
operational_coordination | balancing_authority | created_timestamp |  | TIMESTAMP |  |  |  | Timestamp when this balancing authority record was first created in the system.
operational_coordination | balancing_authority | disturbance_control_standard_mw |  | DECIMAL(10,2) |  |  |  | NERC Disturbance Control Standard (DCS) requirement for this balancing authority, representing the most severe single contingency loss in megawatts (MW).
operational_coordination | balancing_authority | ferc_jurisdiction_flag |  | BOOLEAN |  |  |  | Indicates whether this balancing authority is subject to FERC jurisdictional oversight for interstate transmission and wholesale power markets.
operational_coordination | balancing_authority | headquarters_address_line1 |  | STRING | confidential,pii_address |  |  | First line of the street address for the balancing authority headquarters or control center.
operational_coordination | balancing_authority | headquarters_address_line2 |  | STRING | confidential,pii_address |  |  | Second line of the street address for the balancing authority headquarters (suite, floor, building).
operational_coordination | balancing_authority | headquarters_city |  | STRING | confidential,pii_address |  |  | City where the balancing authority headquarters or control center is located.
operational_coordination | balancing_authority | headquarters_country_code |  | STRING |  |  |  | ISO 3166-1 alpha-3 country code for the balancing authority headquarters location (USA, CAN, MEX).
operational_coordination | balancing_authority | headquarters_postal_code |  | STRING | confidential,pii_address |  |  | Postal or ZIP code for the balancing authority headquarters or control center.
operational_coordination | balancing_authority | headquarters_state_province |  | STRING | confidential,pii_address |  |  | State or province where the balancing authority headquarters or control center is located.
operational_coordination | balancing_authority | interconnection |  | STRING |  |  |  | North American electric grid interconnection to which this balancing authority belongs: Eastern Interconnection, Western Interconnection, Texas Interconnection (ERCOT), or Quebec Interconnection.
operational_coordination | balancing_authority | last_compliance_audit_date |  | DATE |  |  |  | Date of the most recent NERC compliance audit conducted for this balancing authority.
operational_coordination | balancing_authority | last_updated_timestamp |  | TIMESTAMP |  |  |  | Timestamp when this balancing authority record was last modified in the system.
operational_coordination | balancing_authority | lmp_pricing_flag |  | BOOLEAN |  |  |  | Indicates whether this balancing authority uses locational marginal pricing methodology for wholesale energy pricing.
operational_coordination | balancing_authority | market_operator_flag |  | BOOLEAN |  |  |  | Indicates whether this balancing authority operates organized wholesale electricity markets (day-ahead, real-time energy, capacity, ancillary services).
operational_coordination | balancing_authority | nerc_region |  | STRING |  |  |  | NERC regional entity jurisdiction under which this balancing authority operates: Western Electricity Coordinating Council (WECC), Texas Reliability Entity (TRE), Midwest Reliability Organization (MRO), SERC Reliability Corporation (SERC), ReliabilityFirst (RF), or Northeast Power Coordinating Council (NPCC).
operational_coordination | balancing_authority | nerc_registration_number |  | STRING |  |  |  | Unique registration identifier assigned by NERC to this balancing authority in the NERC Compliance Registry. |  |  | TRUE | Same as operator.nerc_registration_id — this is an external identifier assigned by NERC to the balancing authority. It references NERC's external registration system, not an internal business table. Renaming to remove _id suffix clarifies it is not a FK.
operational_coordination | balancing_authority | next_compliance_audit_date |  | DATE |  |  |  | Scheduled date for the next NERC compliance audit for this balancing authority.
operational_coordination | balancing_authority | notes |  | STRING |  |  |  | Free-form text field for additional operational notes, special conditions, or historical context about the balancing authority.
operational_coordination | balancing_authority | oasis_url |  | STRING |  |  |  | URL for the balancing authority OASIS node, providing real-time transmission availability and scheduling information as required by FERC.
operational_coordination | balancing_authority | oatt_on_file_flag |  | BOOLEAN |  |  |  | Indicates whether the balancing authority has an approved Open Access Transmission Tariff on file with FERC.
operational_coordination | balancing_authority | operational_status |  | STRING |  |  |  | Current operational state of the balancing authority in the NERC registry and grid operations.
operational_coordination | balancing_authority | peak_demand_mw |  | DECIMAL(12,2) |  |  |  | Historical or forecasted peak demand within the balancing authority area, measured in megawatts (MW).
operational_coordination | balancing_authority | primary_contact_email |  | STRING | confidential,pii_email |  |  | Email address of the primary operational contact for the balancing authority.
operational_coordination | balancing_authority | primary_contact_name |  | STRING | confidential |  |  | Name of the primary operational contact or responsible officer for the balancing authority.
operational_coordination | balancing_authority | primary_contact_phone |  | STRING | confidential,pii_phone |  |  | Phone number of the primary operational contact for the balancing authority.
operational_coordination | balancing_authority | registered_capacity_mw |  | DECIMAL(12,2) |  |  |  | Total registered generation capacity under the balancing authority control area, measured in megawatts (MW).
operational_coordination | balancing_authority | registration_effective_date |  | DATE |  |  |  | Date when the balancing authority registration with NERC became effective.
operational_coordination | balancing_authority | registration_expiration_date |  | DATE |  |  |  | Date when the balancing authority registration with NERC expires or is scheduled for renewal. Null for indefinite registrations.
operational_coordination | balancing_authority | service_territory_area_sq_mi |  | DECIMAL(12,2) |  |  |  | Geographic area covered by the balancing authority service territory, measured in square miles.
operational_coordination | balancing_authority | time_zone |  | STRING |  |  |  | Primary time zone used for operational scheduling and reporting by the balancing authority: Eastern Standard Time (EST), Central Standard Time (CST), Mountain Standard Time (MST), Pacific Standard Time (PST), Alaska Standard Time (AKST), or Hawaii Standard Time (HST).
operational_coordination | balancing_authority | website_url |  | STRING |  |  |  | Official website URL for the balancing authority, providing public access to operational data, tariffs, and market information.
operational_coordination | congestion_event | constrained_element_id | Constrained Element ID | BIGINT |  |  | transmission.constrained_element.constrained_element_id | Reference to the transmission asset (line, transformer, flowgate, or monitored element) that experienced the binding or near-binding constraint during this congestion event. | NERC Transmission Operations Standards
operational_coordination | congestion_event | constrained_pricing_node_id | Constrained Pricing Node Id (Foreign Key) | BIGINT |  |  | market.pricing_node.pricing_node_id | Foreign key linking to market.pricing_node. Business justification: Congestion events occur at specific pricing nodes where transmission constraints bind. Real-time market operations, LMP decomposition reporting, and congestion revenue rights settlement all require li | Internal - LLM Generated Cross-Domain Link
operational_coordination | congestion_event | docket_id | Docket Id (Foreign Key) | BIGINT |  |  | regulatory.docket.docket_id | Foreign key linking to regulatory.docket. Business justification: Chronic congestion triggers regulatory proceedings for transmission upgrade approval, cost allocation disputes, or market rule changes. Business process: RTO stakeholder processes, FERC complaints und | Internal - LLM Generated Cross-Domain Link
operational_coordination | congestion_event | flowgate_id | Flowgate ID | BIGINT |  |  | transmission.flowgate.flowgate_id | The unique identifier for the flowgate (a monitored transmission interface or corridor) associated with this congestion event. Used for inter-RTO coordination and Available Flowgate Capability (AFC) calculations. | NERC Transmission Operations Standards
operational_coordination | congestion_event | lmp_price_id | Locational Marginal Price (LMP) Congestion Component ID | BIGINT |  |  | market.lmp_price.lmp_price_id | Reference to the associated LMP congestion component record that captures the pricing impact of this constraint at specific pricing nodes. Links congestion events to market pricing data. | FERC Order 888 LMP Methodology
operational_coordination | congestion_event | outage_id | Outage ID | BIGINT |  |  | transmission.outage.outage_id | Reference to the transmission outage record that caused or contributed to the congestion event. Null if the event was not outage-related. | NERC Transmission Operations Standards
operational_coordination | congestion_event | regulatory_deferral_id | Regulatory Deferral Id (Foreign Key) | BIGINT |  |  | finance.regulatory_deferral.regulatory_deferral_id | Foreign key linking to finance.regulatory_deferral. Business justification: Congestion costs may be deferred as regulatory assets when authorized by PUC orders for future recovery. Link tracks deferred congestion cost balances, amortization schedules, and rate case recovery m | Internal - LLM Generated Cross-Domain Link
operational_coordination | congestion_event | rto_iso_id |  | BIGINT | internal |  | market.rto_iso.rto_iso_id | FK to market.rto_iso
operational_coordination | congestion_event | bes_element_flag | Bulk Electric System (BES) Element Flag | BOOLEAN |  |  |  | Indicates whether the constrained element is classified as part of the Bulk Electric System (true) under NERC definitions, which determines applicability of NERC reliability standards and FERC jurisdiction. | NERC Bulk Electric System Definition
operational_coordination | congestion_event | binding_constraint_flag | Binding Constraint Flag | BOOLEAN |  |  |  | Indicates whether the constraint was fully binding (true) or near-binding/monitoring (false) during the event. Binding constraints directly impact dispatch and pricing. | NERC Transmission Operations Standards
operational_coordination | congestion_event | congestion_cost_usd | Congestion Cost United States Dollars (USD) | DECIMAL(15,2) |  |  |  | Total economic cost of the congestion event in US dollars, calculated as the product of shadow price, curtailed MW, and duration. Used for transmission upgrade economic justification and FTR/ARR hedging analysis. | FERC Order 888
operational_coordination | congestion_event | congestion_event_id | Congestion Event ID | BIGINT |  |  |  | Unique identifier for the transmission congestion event record. Primary key for the congestion event entity. | NERC Transmission Planning Standards | TRUE
operational_coordination | congestion_event | constraint_name | Constraint Name | STRING |  |  |  | The RTO/ISO-assigned name or identifier for the binding constraint as reported in the market systems (e.g., constraint ID from day-ahead or real-time market). | FERC Order 888 OATT
operational_coordination | congestion_event | constraint_type | Constraint Type | STRING |  | thermal¦voltage¦stability¦contractual¦other |  | Classification of the physical or economic constraint that caused the congestion event: thermal (line/transformer loading limit), voltage (voltage stability limit), stability (transient or dynamic stability limit), contractual (OATT or tariff-based limit), or other. | NERC Transmission Planning Standards TPL-001
operational_coordination | congestion_event | contingency_element_name | Contingency Element Name | STRING |  |  |  | The name of the transmission element whose outage or failure would cause the monitored element to exceed its limit. Used for N-1 and N-2 contingency analysis and NERC TPL compliance. | NERC Transmission Planning Standards TPL-001
operational_coordination | congestion_event | curtailed_mw | Curtailed Megawatts (MW) | DECIMAL(10,2) |  |  |  | The amount of power flow in megawatts that was curtailed or limited due to the binding constraint. Represents the difference between desired and actual flow on the constrained element. | NERC Transmission Operations Standards
operational_coordination | congestion_event | duration_hours | Duration Hours | DECIMAL(10,2) |  |  |  | Total duration of the congestion event in hours, calculated as the difference between event start and end timestamps. Used for congestion cost allocation and transmission planning analysis. | FERC Order 888
operational_coordination | congestion_event | element_rating_mw | Element Rating Megawatts (MW) | DECIMAL(10,2) |  |  |  | The thermal, voltage, or stability rating of the constrained element in megawatts, representing the maximum allowable power flow under the applicable operating conditions (normal, emergency, or contingency). | NERC Facility Ratings Standard FAC-008
operational_coordination | congestion_event | event_end_timestamp | Event End Timestamp | TIMESTAMP |  |  |  | The date and time when the transmission constraint was relieved and the congestion event concluded. Null if the event is still active. Recorded in ISO 8601 format with timezone. | FERC Order 888
operational_coordination | congestion_event | event_start_timestamp | Event Start Timestamp | TIMESTAMP |  |  |  | The date and time when the transmission constraint became binding or near-binding, marking the beginning of the congestion event. Recorded in ISO 8601 format with timezone. | FERC Order 888
operational_coordination | congestion_event | event_status | Event Status | STRING |  | active¦resolved¦monitoring¦escalated |  | Current lifecycle status of the congestion event: active (constraint is currently binding), resolved (constraint has been relieved), monitoring (near-binding, under observation), or escalated (requires TLR or emergency action). | NERC Reliability Standards
operational_coordination | congestion_event | generation_redispatch_mw | Generation Redispatch Megawatts (MW) | DECIMAL(10,2) |  |  |  | The total amount of generation redispatch in megawatts that was required to relieve the congestion event. Represents the change in generation output across multiple units to reduce constraint loading. | NERC Transmission Operations Standards
operational_coordination | congestion_event | interconnection_name | Interconnection Name | STRING |  | Eastern¦Western¦ERCOT¦Quebec |  | The North American electric interconnection in which the congestion event occurred: Eastern, Western, ERCOT (Texas), or Quebec. Interconnections operate as synchronous grids with limited DC ties between them. | NERC Interconnection Boundaries
operational_coordination | congestion_event | load_shed_mw | Load Shed Megawatts (MW) | DECIMAL(10,2) |  |  |  | The amount of customer load in megawatts that was curtailed or shed as a last-resort action to relieve the congestion event. Non-zero values indicate emergency operating conditions. | NERC Emergency Operations Standard EOP-011
operational_coordination | congestion_event | market_interval_type | Market Interval Type | STRING |  | day_ahead¦real_time¦intra_day |  | The market timeframe in which the congestion event occurred: day_ahead (DAM), real_time (RTM), or intra_day (intermediate market run). Used for market settlement and congestion revenue rights allocation. | FERC Order 888
operational_coordination | congestion_event | monitored_element_name | Monitored Element Name | STRING |  |  |  | The name or designation of the specific transmission element (line, transformer, or interface) that was monitored and experienced the constraint. May differ from the constrained element if the constraint is a proxy or aggregate. | NERC Transmission Planning Standards
operational_coordination | congestion_event | nerc_region | North American Electric Reliability Corporation (NERC) Region | STRING |  |  |  | The NERC regional entity jurisdiction in which the congestion event occurred: WECC (Western), ERCOT (Texas), MRO (Midwest), NPCC (Northeast), RF (ReliabilityFirst), SERC (Southeast), SPP (Southwest), or TRE (Texas RE). [ENUM-REF-CANDIDATE: WECC¦ERCOT¦MRO¦NPCC¦RF¦SERC¦SPP¦TRE — 8 candidates stripped; promote to reference product] | NERC Regional Entity Boundaries
operational_coordination | congestion_event | notes | Notes | STRING |  |  |  | Free-text field for operational notes, comments, or additional context about the congestion event, resolution actions, or lessons learned. Used for post-event analysis and knowledge management. | Enterprise Data Governance Standards
operational_coordination | congestion_event | outage_related_flag | Outage Related Flag | BOOLEAN |  |  |  | Indicates whether the congestion event was caused by or related to a planned or forced outage of a transmission element (true) or occurred under normal system topology (false). | NERC Transmission Operations Standards
operational_coordination | congestion_event | post_contingency_flow_mw | Post-Contingency Flow Megawatts (MW) | DECIMAL(10,2) |  |  |  | The projected or actual power flow in megawatts on the monitored element following the contingency event. Used to determine constraint severity and required relief actions. | NERC Transmission Operations Standards
operational_coordination | congestion_event | pre_contingency_flow_mw | Pre-Contingency Flow Megawatts (MW) | DECIMAL(10,2) |  |  |  | The power flow in megawatts on the monitored element under normal (pre-contingency) operating conditions, before the contingency event that triggered the constraint. | NERC Transmission Operations Standards
operational_coordination | congestion_event | rating_type | Rating Type | STRING |  | normal¦emergency¦contingency |  | The type of facility rating that was exceeded or approached during the congestion event: normal (continuous rating), emergency (short-term rating for system disturbances), or contingency (post-contingency rating for N-1 or N-2 analysis). | NERC Facility Ratings Standard FAC-008
operational_coordination | congestion_event | record_created_timestamp | Record Created Timestamp | TIMESTAMP |  |  |  | The date and time when this congestion event record was first created in the source system. Used for data lineage and audit trail purposes. | Enterprise Data Governance Standards
operational_coordination | congestion_event | record_updated_timestamp | Record Updated Timestamp | TIMESTAMP |  |  |  | The date and time when this congestion event record was last modified in the source system. Used for change tracking and incremental data processing. | Enterprise Data Governance Standards
operational_coordination | congestion_event | resolution_action | Resolution Action | STRING |  | redispatch¦tlr¦switching¦load_shed¦topology_change¦none |  | The operational action taken to resolve or mitigate the congestion event: redispatch (generation re-optimization), tlr (Transmission Loading Relief procedure), switching (network reconfiguration), load_shed (demand curtailment), topology_change (line/transformer switching), or none (constraint self-resolved). | NERC Transmission Operations Standards
operational_coordination | congestion_event | shadow_price_per_mwh | Shadow Price per Megawatt-Hour (MWh) | DECIMAL(12,2) |  |  |  | The marginal cost of the transmission constraint in dollars per MWh, representing the economic value of relieving the constraint by one additional MWh. Also known as the congestion component of LMP. | FERC Order 888 LMP Methodology
operational_coordination | congestion_event | source_system | Source System | STRING |  |  |  | The operational system that recorded or reported the congestion event data (e.g., ABB EMS, GE EMS, RTO market system, SCADA historian). Used for data lineage and reconciliation. | Enterprise Data Governance Standards
operational_coordination | congestion_event | tlr_level | Transmission Loading Relief (TLR) Level | STRING |  |  |  | The NERC Transmission Loading Relief procedure level invoked to manage the congestion event, ranging from TLR0 (monitoring) to TLR6 (emergency curtailment of firm transactions). Null if no TLR was required. [ENUM-REF-CANDIDATE: TLR0¦TLR1¦TLR2¦TLR3¦TLR4¦TLR5¦TLR6 — 7 candidates stripped; promote to reference product] | NERC Transmission Loading Relief Standard
operational_coordination | congestion_event | voltage_level_kv | Voltage Level Kilovolts (kV) | INT |  |  |  | The nominal voltage level in kilovolts of the constrained transmission element (e.g., 69, 115, 138, 230, 345, 500, 765). Used for BES classification and NERC CIP applicability determination. | NERC Bulk Electric System Definition
operational_coordination | congestion_event | weather_condition | Weather Condition | STRING |  |  |  | Description of the weather conditions at the time of the congestion event (e.g., high temperature, storm, wind, ice). Weather is a common driver of transmission congestion due to increased load or reduced line ratings. | NERC Transmission Operations Standards
operational_coordination | constrained_element | associated_constrained_element_id |  | BIGINT | self_ref_fk |  | transmission.constrained_element.constrained_element_id | Self-referencing FK on constrained_element (associated_constrained_element_id)
operational_coordination | constrained_element | balancing_authority_id |  | BIGINT | internal |  | transmission.balancing_authority.balancing_authority_id | FK to transmission.balancing_authority
operational_coordination | constrained_element | from_transmission_substation_id |  | BIGINT | internal |  | transmission.transmission_substation.transmission_substation_id | FK to transmission.transmission_substation
operational_coordination | constrained_element | lmp_node_id |  | BIGINT |  |  | market.pricing_node.pricing_node_id | Associated LMP pricing node identifier used for market settlement and congestion pricing at this element.
operational_coordination | constrained_element | to_transmission_substation_id |  | BIGINT | internal |  | transmission.transmission_substation.transmission_substation_id | FK to transmission.transmission_substation
operational_coordination | constrained_element | available_transfer_capability_mw |  | DECIMAL(12,2) |  |  |  | Current available transfer capability in megawatts (MW) for transmission service on this element.
operational_coordination | constrained_element | cip_classification |  | STRING |  |  |  | NERC CIP impact rating classification for cybersecurity and physical security requirements.
operational_coordination | constrained_element | circuit_number |  | STRING |  |  |  | Circuit identifier for parallel transmission lines between the same substations.
operational_coordination | constrained_element | congestion_frequency_score |  | DECIMAL(5,2) |  |  |  | Historical frequency score indicating how often this element experiences congestion or binding constraints (0-100 scale).
operational_coordination | constrained_element | constrained_element_id | Constrained Element Identifier | BIGINT |  |  |  | Primary key for constrained_element |  | TRUE
operational_coordination | constrained_element | constraint_type |  | STRING |  |  |  | Type of operational constraint that limits the element (thermal overload, voltage limit, stability limit, or reliability constraint).
operational_coordination | constrained_element | contingency_flag |  | BOOLEAN |  |  |  | Indicates whether this element is monitored as part of contingency analysis for N-1 or N-2 reliability assessments.
operational_coordination | constrained_element | created_timestamp |  | TIMESTAMP |  |  |  | Timestamp when this constrained element record was first created in the system.
operational_coordination | constrained_element | description |  | STRING |  |  |  | Detailed description of the constrained element including operational characteristics, constraint drivers, and mitigation strategies.
operational_coordination | constrained_element | element_identifier |  | STRING |  |  |  | External business identifier or code used by RTO/ISO and market participants to reference this constrained element (e.g., flowgate ID, contingency element ID).
operational_coordination | constrained_element | element_name |  | STRING |  |  |  | Human-readable name or designation of the constrained transmission element (e.g., line name, transformer name, interface name).
operational_coordination | constrained_element | element_type |  | STRING |  |  |  | Classification of the constrained element by infrastructure type within the bulk electric system.
operational_coordination | constrained_element | emergency_rating_mva |  | DECIMAL(12,2) |  |  |  | Emergency operating rating of the element in megavolt-amperes (MVA) for short-term contingency conditions.
operational_coordination | constrained_element | geographic_latitude |  | DECIMAL(10,7) |  |  |  | Latitude coordinate of the constrained element location in decimal degrees.
operational_coordination | constrained_element | geographic_longitude |  | DECIMAL(10,7) |  |  |  | Longitude coordinate of the constrained element location in decimal degrees.
operational_coordination | constrained_element | in_service_date |  | DATE |  |  |  | Date when the constrained element was first placed into commercial operation.
operational_coordination | constrained_element | interconnection_queue_flag |  | BOOLEAN |  |  |  | Indicates whether this element is associated with pending generator interconnection requests that may affect its constraint status.
operational_coordination | constrained_element | last_maintenance_date |  | DATE |  |  |  | Date of the most recent scheduled maintenance or inspection performed on this element.
operational_coordination | constrained_element | nerc_region |  | STRING |  |  |  | NERC regional entity with jurisdiction over reliability standards compliance for this element.
operational_coordination | constrained_element | next_maintenance_date |  | DATE |  |  |  | Date of the next scheduled maintenance or inspection for this element.
operational_coordination | constrained_element | normal_rating_mva |  | DECIMAL(12,2) |  |  |  | Normal continuous operating rating of the element in megavolt-amperes (MVA) under standard ambient conditions.
operational_coordination | constrained_element | oatt_service_type |  | STRING |  |  |  | Type of transmission service available on this element under FERC OATT requirements.
operational_coordination | constrained_element | retirement_date |  | DATE |  |  |  | Planned or actual date when the constrained element was or will be retired from service.
operational_coordination | constrained_element | rto_iso_region |  | STRING |  |  |  | The RTO or ISO region that has operational authority over this constrained element.
operational_coordination | constrained_element | seasonal_rating_flag |  | BOOLEAN |  |  |  | Indicates whether this element has different ratings based on seasonal ambient temperature conditions.
operational_coordination | constrained_element | status |  | STRING |  |  |  | Current lifecycle status of the constrained element within the transmission system.
operational_coordination | constrained_element | total_transfer_capability_mw |  | DECIMAL(12,2) |  |  |  | Total transfer capability in megawatts (MW) representing the maximum power that can be transferred across this element.
operational_coordination | constrained_element | transmission_owner |  | STRING |  |  |  | The entity that owns and maintains the physical transmission infrastructure for this constrained element.
operational_coordination | constrained_element | updated_timestamp |  | TIMESTAMP |  |  |  | Timestamp when this constrained element record was last modified.
operational_coordination | constrained_element | voltage_level_kv |  | DECIMAL(10,2) |  |  |  | Nominal operating voltage level of the constrained element in kilovolts (kV). Critical for determining bulk electric system classification.
operational_coordination | contingency_scenario | base_contingency_scenario_id |  | BIGINT | self_ref_fk |  | transmission.contingency_scenario.contingency_scenario_id | Self-referencing FK on contingency_scenario (base_contingency_scenario_id)
operational_coordination | contingency_scenario | affected_voltage_class_kv |  | STRING |  |  |  | Voltage level(s) of the Bulk Electric System (BES) facilities affected by the contingency scenario, expressed in kilovolts.
operational_coordination | contingency_scenario | approval_date |  | DATE |  |  |  | Date on which the contingency scenario definition was formally approved for use in transmission planning studies.
operational_coordination | contingency_scenario | approved_by |  | STRING |  |  |  | Name or identifier of the planning authority or engineer who approved the contingency scenario for use in studies.
operational_coordination | contingency_scenario | cascading_potential_flag |  | BOOLEAN |  |  |  | Indicator of whether the contingency scenario has the potential to result in cascading outages beyond the initial event.
operational_coordination | contingency_scenario | category |  | STRING |  |  |  | NERC Transmission Planning (TPL) category designation (P0 through P7) indicating the severity and probability class of the contingency.
operational_coordination | contingency_scenario | common_mode_flag |  | BOOLEAN |  |  |  | Indicator of whether the contingency scenario involves common mode failures affecting multiple facilities simultaneously.
operational_coordination | contingency_scenario | contingency_scenario_id | Contingency Scenario Identifier | BIGINT |  |  |  | Primary key for contingency_scenario |  | TRUE
operational_coordination | contingency_scenario | created_timestamp |  | TIMESTAMP |  |  |  | Date and time when the contingency scenario record was first created in the system.
operational_coordination | contingency_scenario | description |  | STRING |  |  |  | Detailed narrative description of the contingency scenario including the specific equipment outages, operating conditions, and assumptions.
operational_coordination | contingency_scenario | effective_date |  | DATE |  |  |  | Date on which the contingency scenario definition becomes active and applicable for planning studies.
operational_coordination | contingency_scenario | expiration_date |  | DATE |  |  |  | Date on which the contingency scenario definition is no longer applicable or is superseded by updated scenarios.
operational_coordination | contingency_scenario | ferc_reportable_flag |  | BOOLEAN |  |  |  | Indicator of whether the contingency scenario results must be included in FERC jurisdictional reporting.
operational_coordination | contingency_scenario | generation_dispatch |  | STRING |  |  |  | Description of the generation resource commitment and dispatch pattern assumed in the contingency scenario analysis.
operational_coordination | contingency_scenario | geographic_scope |  | STRING |  |  |  | Spatial extent of the contingency scenario impact across the transmission system footprint.
operational_coordination | contingency_scenario | initiating_event |  | STRING |  |  |  | Primary triggering event or equipment failure that defines the start of the contingency scenario sequence.
operational_coordination | contingency_scenario | last_modified_timestamp |  | TIMESTAMP |  |  |  | Date and time when the contingency scenario record was most recently updated or modified.
operational_coordination | contingency_scenario | last_review_date |  | DATE |  |  |  | Most recent date on which the contingency scenario definition was reviewed and validated by planning engineers.
operational_coordination | contingency_scenario | load_level |  | STRING |  |  |  | System demand condition under which the contingency scenario is evaluated in planning studies.
operational_coordination | contingency_scenario | nerc_compliance_flag |  | BOOLEAN |  |  |  | Indicator of whether the contingency scenario is required for NERC TPL standard compliance demonstration.
operational_coordination | contingency_scenario | next_review_date |  | DATE |  |  |  | Scheduled date for the next periodic review and update of the contingency scenario definition.
operational_coordination | contingency_scenario | notes |  | STRING |  |  |  | Additional comments, assumptions, or clarifications related to the contingency scenario definition and application.
operational_coordination | contingency_scenario | outage_count |  | INT |  |  |  | Number of simultaneous equipment or facility outages included in the contingency scenario definition.
operational_coordination | contingency_scenario | probability_class |  | STRING |  |  |  | Expected likelihood classification of the contingency scenario occurrence based on historical data and engineering judgment.
operational_coordination | contingency_scenario | rto_iso_coordination_required_flag |  | BOOLEAN |  |  |  | Indicator of whether the contingency scenario requires coordination with the RTO or ISO for analysis or operational response.
operational_coordination | contingency_scenario | scenario_code |  | STRING |  |  |  | Externally-known unique code identifying the contingency scenario for planning and operational reference.
operational_coordination | contingency_scenario | scenario_name |  | STRING |  |  |  | Human-readable name of the contingency scenario describing the event or condition being modeled.
operational_coordination | contingency_scenario | scenario_type |  | STRING |  |  |  | Classification of the contingency scenario based on the number and nature of simultaneous outages or events.
operational_coordination | contingency_scenario | season |  | STRING |  |  |  | Seasonal period during which the contingency scenario is most relevant or critical for planning analysis.
operational_coordination | contingency_scenario | severity_level |  | STRING |  |  |  | Qualitative assessment of the potential impact severity of the contingency scenario on system reliability and customer service.
operational_coordination | contingency_scenario | source_document |  | STRING |  |  |  | Reference to the planning study, engineering report, or regulatory filing that defines or documents the contingency scenario.
operational_coordination | contingency_scenario | status |  | STRING |  |  |  | Current lifecycle status of the contingency scenario indicating whether it is actively used in planning studies.
operational_coordination | contingency_scenario | study_year |  | INT |  |  |  | Planning horizon year for which the contingency scenario is defined and analyzed.
operational_coordination | contingency_scenario | version_number |  | STRING |  |  |  | Version identifier tracking revisions and updates to the contingency scenario definition over time.
operational_coordination | control_area | parent_control_area_id |  | BIGINT |  |  | transmission.control_area.control_area_id | Reference to a parent or umbrella control area if this control area is a sub-area or nested within a larger operational boundary.
operational_coordination | control_area | balancing_authority_flag |  | BOOLEAN |  |  |  | Indicates whether this control area is registered as a NERC Balancing Authority responsible for load-resource balance within its metered boundaries.
operational_coordination | control_area | cip_critical_asset_flag |  | BOOLEAN |  |  |  | Indicates whether this control area contains facilities designated as critical cyber assets under NERC CIP standards.
operational_coordination | control_area | contact_email |  | STRING | restricted,pii_email |  |  | Primary email address for operational notifications and coordination with the control area.
operational_coordination | control_area | contact_name |  | STRING | restricted,pii_name |  |  | Name of the primary operational contact or control area operator responsible for coordination and communications.
operational_coordination | control_area | contact_phone |  | STRING | restricted,pii_phone |  |  | Primary phone number for operational coordination and emergency communications with the control area.
operational_coordination | control_area | control_area_code |  | STRING |  |  |  | Standardized alphanumeric code uniquely identifying the control area within the interconnection. Typically assigned by NERC or the Regional Transmission Organization (RTO).
operational_coordination | control_area | control_area_id | Control Area Identifier | BIGINT |  |  |  | Primary key for control_area |  | TRUE
operational_coordination | control_area | control_performance_standard_1_target |  | DECIMAL(8,4) |  |  |  | Target compliance value for NERC Control Performance Standard 1, measuring frequency control performance over a rolling 12-month period.
operational_coordination | control_area | control_performance_standard_2_target |  | DECIMAL(8,4) |  |  |  | Target compliance value for NERC Control Performance Standard 2, measuring the control area's ability to limit unscheduled flow.
operational_coordination | control_area | created_timestamp |  | TIMESTAMP |  |  |  | Timestamp when this control area record was first created in the system.
operational_coordination | control_area | disturbance_control_standard_target_minutes |  | INT |  |  |  | Target recovery time in minutes for returning Area Control Error to specified limits following a reportable disturbance, per NERC DCS requirements.
operational_coordination | control_area | effective_date |  | DATE |  |  |  | Date when this control area became operational or when the current registration became effective.
operational_coordination | control_area | ferc_jurisdictional_flag |  | BOOLEAN |  |  |  | Indicates whether this control area falls under FERC jurisdiction for interstate transmission and wholesale power transactions.
operational_coordination | control_area | frequency_bias_setting_mw_per_0_1_hz |  | DECIMAL(10,3) |  |  |  | The frequency bias setting in MW per 0.1 Hz used in Area Control Error (ACE) calculations for automatic generation control.
operational_coordination | control_area | headquarters_address |  | STRING | confidential,pii_address |  |  | Physical address of the control area's operational headquarters or control center.
operational_coordination | control_area | headquarters_city |  | STRING |  |  |  | City where the control area's operational headquarters or control center is located.
operational_coordination | control_area | headquarters_country |  | STRING |  |  |  | Country where the control area's operational headquarters is located, using ISO 3166-1 alpha-3 country codes.
operational_coordination | control_area | headquarters_postal_code |  | STRING | confidential,pii_address |  |  | Postal or ZIP code for the control area's headquarters location.
operational_coordination | control_area | headquarters_state_province |  | STRING |  |  |  | State or province where the control area's operational headquarters is located.
operational_coordination | control_area | installed_generation_capacity_mw |  | DECIMAL(12,3) |  |  |  | Total installed generation capacity in megawatts within the control area boundaries.
operational_coordination | control_area | interconnection |  | STRING |  |  |  | The major North American interconnection to which this control area belongs. Defines the synchronous grid boundary.
operational_coordination | control_area | last_audit_date |  | DATE |  |  |  | Date of the most recent NERC compliance audit or reliability assessment conducted for this control area.
operational_coordination | control_area | name |  | STRING |  |  |  | Full legal or operational name of the control area as registered with the reliability coordinator.
operational_coordination | control_area | nerc_region |  | STRING |  |  |  | The NERC regional entity responsible for reliability oversight of this control area.
operational_coordination | control_area | nerc_registration_number |  | STRING |  |  |  | Official NERC registration identifier assigned to this control area for compliance and reporting purposes. |  |  | TRUE | Consistent with the other NERC registration columns on operator and balancing_authority — this is an external identifier assigned by NERC to the control area entity. It references NERC's external registration system and should be kept as a non-FK identifier column.
operational_coordination | control_area | next_audit_date |  | DATE |  |  |  | Scheduled date for the next NERC compliance audit or reliability assessment.
operational_coordination | control_area | notes |  | STRING |  |  |  | Additional operational notes, special conditions, or remarks regarding this control area.
operational_coordination | control_area | oatt_on_file_flag |  | BOOLEAN |  |  |  | Indicates whether this control area has an approved Open Access Transmission Tariff on file with FERC for non-discriminatory transmission service.
operational_coordination | control_area | peak_load_mw |  | DECIMAL(12,3) |  |  |  | Historical or forecasted peak demand in megawatts for this control area, used for capacity planning and reliability assessments.
operational_coordination | control_area | reliability_coordinator_code |  | BIGINT |  |  |  | Reference to the NERC Reliability Coordinator that provides wide-area reliability oversight for this control area. |  |  | TRUE | A reliability coordinator (RC) is an external entity designated by NERC (e.g., PJM, MISO, SPP) that oversees reliability for a wide area. The utility's control area references its RC by an external identifier. This is not an internal employee or internal business entity — it is an external organization reference. No RC table exists in the model, and creating one would be peripheral since the utility does not manage RCs. KEEP_AS_IS with rename to _code is appropriate.
operational_coordination | control_area | reserve_margin_percent |  | DECIMAL(5,2) |  |  |  | Planning reserve margin expressed as a percentage, representing the excess generation capacity above peak load required for reliability.
operational_coordination | control_area | rto_iso_affiliation |  | STRING |  |  |  | Name of the RTO or ISO that operates or coordinates this control area, if applicable. Examples include PJM, MISO, CAISO, NYISO, ISO-NE, SPP.
operational_coordination | control_area | service_territory_description |  | STRING |  |  |  | Textual description of the geographic or jurisdictional boundaries served by this control area.
operational_coordination | control_area | short_name |  | STRING |  |  |  | Abbreviated or commonly used name for the control area for operational communications and reporting.
operational_coordination | control_area | status |  | STRING |  |  |  | Current operational status of the control area within the interconnection.
operational_coordination | control_area | termination_date |  | DATE |  |  |  | Date when this control area ceased operations or was decommissioned, if applicable.
operational_coordination | control_area | time_zone |  | STRING |  |  |  | Primary time zone used for operational scheduling and reporting within this control area, typically in IANA time zone format.
operational_coordination | control_area | transmission_operator_flag |  | BOOLEAN |  |  |  | Indicates whether this control area operates transmission facilities and is registered as a NERC Transmission Operator.
operational_coordination | control_area | type |  | STRING |  |  |  | Functional classification of the control area based on its operational role within the bulk electric system.
operational_coordination | control_area | updated_timestamp |  | TIMESTAMP |  |  |  | Timestamp when this control area record was last modified in the system.
operational_coordination | control_center | backup_control_center_id |  | BIGINT |  |  | transmission.control_center.control_center_id | Reference to the designated backup control center that can assume operational control if this primary control center becomes unavailable.
operational_coordination | control_center | balancing_authority_id |  | BIGINT | internal |  | transmission.balancing_authority.balancing_authority_id | FK to transmission.balancing_authority
operational_coordination | control_center | annual_operating_budget_usd |  | DECIMAL(15,2) | confidential |  |  | Annual operating budget allocated for this control center in US dollars. Business-confidential financial data.
operational_coordination | control_center | certification_expiry_date |  | DATE |  |  |  | Expiration date of the control center operational certification or NERC registration requiring renewal.
operational_coordination | control_center | city |  | STRING | confidential,pii_address |  |  | City where the control center facility is physically located. Business-confidential organizational location data.
operational_coordination | control_center | commissioning_date |  | DATE |  |  |  | Date when the control center was officially commissioned and began operational service.
operational_coordination | control_center | control_area_mw_capacity |  | DECIMAL(12,2) |  |  |  | Total generation capacity in megawatts under the operational control of this control center.
operational_coordination | control_center | control_center_code |  | STRING |  |  |  | Unique alphanumeric code assigned to the control center for system identification and interchange scheduling. Used in OASIS postings and RTO/ISO communications.
operational_coordination | control_center | control_center_id | Control Center Identifier | BIGINT |  |  |  | Primary key for control_center |  | TRUE
operational_coordination | control_center | country_code |  | STRING |  |  |  | Three-letter ISO country code where the control center is located within the North American interconnection.
operational_coordination | control_center | created_timestamp |  | TIMESTAMP |  |  |  | Timestamp when this control center record was first created in the system.
operational_coordination | control_center | disaster_recovery_site_location |  | STRING | confidential |  |  | Geographic location description of the disaster recovery or backup site for this control center. Confidential for security reasons.
operational_coordination | control_center | emergency_phone |  | STRING | confidential,pii_phone |  |  | 24/7 emergency contact telephone number for the control center used during grid disturbances or critical events. Business-confidential organizational contact data.
operational_coordination | control_center | ems_platform_version |  | STRING |  |  |  | Version identifier of the energy management system software platform deployed at this control center.
operational_coordination | control_center | is_primary_control_center |  | BOOLEAN |  |  |  | Indicates whether this control center serves as the primary operational control facility (true) or a backup/secondary facility (false).
operational_coordination | control_center | last_major_upgrade_date |  | DATE |  |  |  | Date of the most recent major system upgrade or modernization project completed at this control center.
operational_coordination | control_center | last_modified_timestamp |  | TIMESTAMP |  |  |  | Timestamp when this control center record was most recently updated.
operational_coordination | control_center | latitude |  | DECIMAL(10,7) | confidential |  |  | Geographic latitude coordinate of the control center facility in decimal degrees. Confidential for physical security reasons per NERC CIP standards.
operational_coordination | control_center | longitude |  | DECIMAL(10,7) | confidential |  |  | Geographic longitude coordinate of the control center facility in decimal degrees. Confidential for physical security reasons per NERC CIP standards.
operational_coordination | control_center | monitored_transmission_elements_count |  | INT |  |  |  | Number of bulk electric system transmission elements (lines, transformers, breakers) actively monitored by this control center.
operational_coordination | control_center | name |  | STRING |  |  |  | Official name of the control center facility used for operational identification and communication.
operational_coordination | control_center | nerc_cip_classification |  | STRING |  |  |  | NERC CIP impact rating classification determining the cybersecurity and physical security requirements applicable to this control center.
operational_coordination | control_center | nerc_registered_entity_number |  | STRING |  |  |  | NERC-assigned identifier for the registered entity operating this control center. Required for compliance reporting and CIP standards adherence. |  |  | TRUE | This is an external NERC-assigned identifier for the registered entity operating the control center. NERC maintains its own registry of registered entities — this is an external system reference, not a FK to an internal table. Three columns across the domain reference NERC registration concepts, but these are all external IDs from the same external authority, not internal business entities warranting a table.
operational_coordination | control_center | notes |  | STRING |  |  |  | Additional operational notes, special instructions, or contextual information about the control center.
operational_coordination | control_center | operational_status |  | STRING |  |  |  | Current operational state of the control center indicating its availability for grid operations.
operational_coordination | control_center | postal_code |  | STRING | confidential,pii_address |  |  | Postal or ZIP code for the control center facility address. Business-confidential organizational location data.
operational_coordination | control_center | primary_address_line_1 |  | STRING | confidential,pii_address |  |  | First line of the physical street address where the control center facility is located. Business-confidential organizational location data.
operational_coordination | control_center | primary_address_line_2 |  | STRING | confidential,pii_address |  |  | Second line of the physical street address (suite, floor, building) for the control center facility. Business-confidential organizational location data.
operational_coordination | control_center | primary_email |  | STRING | confidential,pii_email |  |  | Primary email address for operational communications with the control center. Business-confidential organizational contact data.
operational_coordination | control_center | primary_phone |  | STRING | confidential,pii_phone |  |  | Main telephone number for operational contact with the control center. Business-confidential organizational contact data.
operational_coordination | control_center | redundancy_level |  | STRING |  |  |  | Level of system redundancy implemented at the control center for critical systems and infrastructure.
operational_coordination | control_center | rto_iso_affiliation |  | STRING |  |  |  | The RTO or ISO market that this control center operates within or coordinates with for transmission scheduling and market operations.
operational_coordination | control_center | scada_system_vendor |  | STRING |  |  |  | Name of the primary SCADA system vendor providing the energy management system platform for this control center.
operational_coordination | control_center | staffing_level |  | INT |  |  |  | Typical number of operators and support personnel staffing the control center during normal operations.
operational_coordination | control_center | state_province |  | STRING | confidential,pii_address |  |  | Two-letter state or province code where the control center is located. Business-confidential organizational location data.
operational_coordination | control_center | supports_market_operations |  | BOOLEAN |  |  |  | Indicates whether this control center performs energy market operations including day-ahead and real-time market functions.
operational_coordination | control_center | supports_real_time_operations |  | BOOLEAN |  |  |  | Indicates whether this control center is equipped and staffed for real-time grid monitoring and control operations.
operational_coordination | control_center | time_zone |  | STRING |  |  |  | IANA time zone identifier for the control center location used for scheduling and timestamp coordination.
operational_coordination | control_center | type |  | STRING |  |  |  | Functional classification of the control center based on its operational role in the electric grid.
operational_coordination | crew | facility_id |  | BIGINT |  |  | asset.facility.facility_id | Reference to the primary depot, yard, or service center where this crew is based. Used for resource allocation and travel time calculations.
operational_coordination | crew | relieved_crew_id |  | BIGINT | self_ref_fk |  | transmission.crew.crew_id | Self-referencing FK on crew (relieved_crew_id)
operational_coordination | crew | active_from_date |  | DATE |  |  |  | Date this crew became active and available for work assignments. Used for crew lifecycle tracking and historical analysis.
operational_coordination | crew | active_until_date |  | DATE |  |  |  | Date this crew is scheduled to become inactive or contract ends. Null for indefinite assignments. Used for resource planning and contract management.
operational_coordination | crew | certification_level |  | STRING |  |  |  | Overall qualification level of the crew based on training, experience, and certifications. Determines complexity of work assignments the crew can execute.
operational_coordination | crew | contract_end_date |  | DATE |  |  |  | End date of the contract period for contractor crews. Null for internal crews or open-ended contracts. Used for contract renewal planning.
operational_coordination | crew | contract_number |  | STRING |  |  |  | Contract or purchase order number governing the engagement of this contractor crew. Null for internal crews. Used for financial tracking and compliance.
operational_coordination | crew | contract_start_date |  | DATE |  |  |  | Start date of the contract period for contractor crews. Null for internal crews. Used for contract lifecycle management.
operational_coordination | crew | contractor_company_name |  | STRING |  |  |  | Name of the contracting company if this is a contractor crew. Null for internal utility crews. Used for vendor management and billing.
operational_coordination | crew | created_timestamp |  | TIMESTAMP |  |  |  | Timestamp when this crew record was first created in the system. Used for audit trail and data lineage.
operational_coordination | crew | crew_classification |  | STRING |  |  |  | Organizational classification of the crew. Internal crews are utility employees, contractor crews are third-party resources, mutual aid crews are from other utilities under mutual assistance agreements, emergency support crews are specialized external resources for major events.
operational_coordination | crew | crew_id | Crew Identifier | BIGINT |  |  |  | Primary key for crew |  | TRUE
operational_coordination | crew | crew_lead_contact |  | STRING | restricted,pii_phone |  |  | Primary contact phone number for the crew lead. Used for dispatch coordination and emergency communication.
operational_coordination | crew | crew_lead_name |  | STRING | restricted,pii_name |  |  | Full name of the crew lead or foreman responsible for directing crew activities and ensuring safety compliance.
operational_coordination | crew | crew_name |  | STRING |  |  |  | Human-readable name or designation of the crew (e.g., 'North Region Line Crew A', 'Substation Maintenance Team 3').
operational_coordination | crew | crew_number |  | STRING |  |  |  | Business identifier for the crew, used in work orders and dispatch systems. Externally visible crew designation.
operational_coordination | crew | crew_size |  | INT |  |  |  | Number of personnel assigned to this crew. Used for resource planning and safety compliance (minimum crew size requirements per OSHA).
operational_coordination | crew | crew_status |  | STRING |  |  |  | Current operational status of the crew. Active crews are available for dispatch, on_assignment crews are currently executing work, available crews are ready for immediate dispatch, training crews are in qualification activities, suspended crews are temporarily unavailable, inactive crews are not in service.
operational_coordination | crew | crew_type |  | STRING |  |  |  | Classification of crew based on primary function: line crews for transmission line work, substation crews for substation equipment, switching crews for switching operations, emergency response for outage restoration, maintenance for scheduled upkeep, construction for new installations.
operational_coordination | crew | days_since_last_incident |  | INT |  |  |  | Number of days since the last safety incident. Used for safety performance recognition and monitoring.
operational_coordination | crew | emergency_response_capable |  | BOOLEAN |  |  |  | Indicates whether this crew is equipped and trained for emergency outage restoration and storm response. Emergency-capable crews have specialized equipment and 24/7 availability.
operational_coordination | crew | hot_line_qualified |  | BOOLEAN |  |  |  | Indicates whether the crew is qualified to perform energized (hot) work on transmission lines. Requires specialized training and equipment per OSHA 1910.269.
operational_coordination | crew | hourly_rate |  | DECIMAL(10,2) | confidential |  |  | Standard hourly billing rate for this crew in USD. Used for cost estimation and budget planning. Applies to contractor crews; may be average rate for internal crews.
operational_coordination | crew | last_incident_date |  | DATE |  |  |  | Date of the most recent safety incident involving this crew. Null if no incidents have occurred. Used for safety trend analysis.
operational_coordination | crew | last_modified_timestamp |  | TIMESTAMP |  |  |  | Timestamp when this crew record was last updated. Used for audit trail and change tracking.
operational_coordination | crew | last_training_date |  | DATE |  |  |  | Date of the most recent safety or technical training completed by this crew. Used to track training currency and compliance with NERC PER standards.
operational_coordination | crew | mutual_aid_eligible |  | BOOLEAN |  |  |  | Indicates whether this crew can be deployed to assist other utilities under mutual assistance agreements during major events or emergencies.
operational_coordination | crew | nerc_cip_clearance |  | BOOLEAN |  |  |  | Indicates whether all crew members hold valid NERC CIP personnel risk assessment clearances required for access to Bulk Electric System (BES) Cyber Systems and associated physical security perimeters.
operational_coordination | crew | next_training_due_date |  | DATE |  |  |  | Date by which the crew must complete next required training to maintain qualifications. Used for training schedule planning and compliance tracking.
operational_coordination | crew | notes |  | STRING |  |  |  | Free-form text field for additional information about the crew, such as special capabilities, equipment limitations, scheduling constraints, or operational notes.
operational_coordination | crew | overtime_rate |  | DECIMAL(10,2) | confidential |  |  | Overtime hourly billing rate for this crew in USD. Used for after-hours and emergency work cost calculations.
operational_coordination | crew | primary_equipment_specialization |  | STRING |  |  |  | Type of transmission equipment this crew specializes in (e.g., 'transmission towers', 'power transformers', 'circuit breakers', 'disconnect switches', 'series capacitors', 'static VAR compensators'). Free text to accommodate diverse equipment types.
operational_coordination | crew | safety_incident_count |  | INT |  |  |  | Cumulative count of OSHA-recordable safety incidents involving this crew. Used for safety performance tracking and risk assessment.
operational_coordination | crew | service_territory |  | STRING |  |  |  | Geographic region or territory this crew is assigned to serve. May reference transmission planning zones or operational areas.
operational_coordination | crew | shift_schedule |  | STRING |  |  |  | Standard work schedule pattern for this crew. Day crews work standard business hours, night crews work overnight, rotating crews alternate shifts, on-call crews respond to emergencies, 24x7 crews provide continuous coverage.
operational_coordination | crew | substation_access_authorized |  | BOOLEAN |  |  |  | Indicates whether the crew is authorized for unescorted access to transmission substations. Requires NERC CIP training and background checks.
operational_coordination | crew | vehicle_fleet_assigned |  | STRING |  |  |  | List or description of vehicles and mobile equipment assigned to this crew (e.g., bucket trucks, digger derricks, line trucks, trailers). Used for resource tracking and dispatch planning.
operational_coordination | crew | voltage_class_qualified |  | STRING |  |  |  | Voltage levels this crew is qualified and authorized to work on (e.g., '69kV', '138kV', '230kV', '345kV', '500kV'). Pipe-separated list for crews qualified at multiple voltage classes. Critical for safety and NERC CIP compliance.
operational_coordination | flowgate | associated_flowgate_id |  | BIGINT | self_ref_fk |  | transmission.flowgate.flowgate_id | Self-referencing FK on flowgate (associated_flowgate_id)
operational_coordination | flowgate | balancing_authority_id |  | BIGINT |  |  | transmission.balancing_authority.balancing_authority_id | Identifier of the balancing authority responsible for maintaining load-resource balance in the area containing this flowgate.
operational_coordination | flowgate | from_substation_id |  | BIGINT |  |  | transmission.transmission_substation.transmission_substation_id | Identifier of the originating substation or node at one end of the flowgate for directional flow analysis.
operational_coordination | flowgate | operator_id |  | BIGINT |  |  | transmission.operator.operator_id | Identifier of the entity that owns the physical transmission assets comprising this flowgate.
operational_coordination | flowgate | rto_iso_id |  | BIGINT | internal |  | market.rto_iso.rto_iso_id | FK to market.rto_iso
operational_coordination | flowgate | to_substation_id |  | BIGINT |  |  | transmission.transmission_substation.transmission_substation_id | Identifier of the destination substation or node at the other end of the flowgate for directional flow analysis.
operational_coordination | flowgate | capacity_mw |  | DECIMAL(12,3) |  |  |  | Maximum power transfer capacity of the flowgate measured in megawatts under normal operating conditions.
operational_coordination | flowgate | congestion_threshold_percent |  | DECIMAL(5,2) |  |  |  | Percentage of capacity utilization at which the flowgate is considered congested and may trigger transmission loading relief or pricing adjustments.
operational_coordination | flowgate | contingency_rating_mw |  | DECIMAL(12,3) |  |  |  | Power transfer limit for the flowgate under single contingency conditions (N-1 criteria) to maintain system reliability.
operational_coordination | flowgate | created_timestamp |  | TIMESTAMP |  |  |  | Timestamp when this flowgate record was first created in the transmission system of record.
operational_coordination | flowgate | critical_infrastructure_flag |  | BOOLEAN |  |  |  | Indicates whether this flowgate is designated as critical infrastructure under NERC CIP standards requiring enhanced cybersecurity and physical security controls.
operational_coordination | flowgate | description |  | STRING |  |  |  | Detailed textual description of the flowgate including its physical location, operational characteristics, and any special considerations for transmission planning and operations.
operational_coordination | flowgate | direction |  | STRING |  |  |  | Directional characteristic of power flow through the flowgate, indicating whether it supports bidirectional flow or is constrained to a single direction.
operational_coordination | flowgate | effective_date |  | DATE |  |  |  | Date when this flowgate configuration became or will become operationally effective in the transmission system.
operational_coordination | flowgate | emergency_capacity_mw |  | DECIMAL(12,3) |  |  |  | Maximum power transfer capacity of the flowgate under emergency operating conditions, typically higher than normal capacity for short durations.
operational_coordination | flowgate | expiration_date |  | DATE |  |  |  | Date when this flowgate configuration is scheduled to expire or be retired from the transmission system, null for indefinite operation.
operational_coordination | flowgate | flowgate_code |  | STRING |  |  |  | Externally-known unique code or identifier for the flowgate used in interchange scheduling and RTO/ISO coordination.
operational_coordination | flowgate | flowgate_id | Flowgate Identifier | BIGINT |  |  |  | Primary key for flowgate |  | TRUE
operational_coordination | flowgate | flowgate_name |  | STRING |  |  |  | Human-readable name or designation of the flowgate used for operational identification and communication.
operational_coordination | flowgate | flowgate_type |  | STRING |  |  |  | Classification of the flowgate based on the physical infrastructure element it represents (transmission line, transformer, interface, corridor, or path).
operational_coordination | flowgate | geographic_region |  | STRING |  |  |  | Geographic area or market zone in which the flowgate is located, used for regional transmission planning and congestion management.
operational_coordination | flowgate | interconnection_type |  | STRING |  |  |  | North American power grid interconnection to which this flowgate belongs (Eastern, Western, Texas) or if it represents a seam between interconnections.
operational_coordination | flowgate | last_modified_timestamp |  | TIMESTAMP |  |  |  | Timestamp when this flowgate record was most recently updated or modified in the transmission system of record.
operational_coordination | flowgate | monitoring_required_flag |  | BOOLEAN |  |  |  | Indicates whether real-time monitoring and reporting of this flowgate is required for reliability coordination and market operations.
operational_coordination | flowgate | nerc_region_code |  | STRING |  |  |  | NERC regional entity code indicating the reliability region in which this flowgate operates.
operational_coordination | flowgate | oatt_service_type |  | STRING |  |  |  | Type of transmission service offered on this flowgate under OATT regulations, determining priority and curtailment rules.
operational_coordination | flowgate | parallel_path_adjustment_factor |  | DECIMAL(5,4) |  |  |  | Factor used to account for loop flow and parallel path impacts when calculating Available Transfer Capability (ATC) across this flowgate.
operational_coordination | flowgate | seasonal_rating_flag |  | BOOLEAN |  |  |  | Indicates whether this flowgate has different capacity ratings for different seasons due to ambient temperature effects on thermal limits.
operational_coordination | flowgate | stability_limit_mw |  | DECIMAL(12,3) |  |  |  | Maximum power transfer constrained by transient or dynamic stability limits to prevent system oscillations or loss of synchronism.
operational_coordination | flowgate | status |  | STRING |  |  |  | Current operational status of the flowgate in the transmission system lifecycle.
operational_coordination | flowgate | thermal_limit_mw |  | DECIMAL(12,3) |  |  |  | Maximum power transfer based on thermal heating constraints of conductors and equipment to prevent physical damage.
operational_coordination | flowgate | voltage_kv |  | DECIMAL(10,2) |  |  |  | Operating voltage level of the flowgate measured in kilovolts, indicating the transmission system tier.
operational_coordination | flowgate | voltage_limit_mw |  | DECIMAL(12,3) |  |  |  | Maximum power transfer constrained by voltage stability limits to maintain acceptable voltage levels across the transmission system.
operational_coordination | interchange_schedule | counterparty_ba_id | Counterparty Balancing Authority (BA) ID | BIGINT |  |  | transmission.balancing_authority.balancing_authority_id | Reference to the counterparty balancing authority entity involved in this interchange schedule. Represents the neighboring BA or RTO/ISO with which energy is being exchanged. Satisfies TRANSACTION_HEADER PARTY_REFERENCE category. | NERC INT-004; FERC EQR
operational_coordination | interchange_schedule | ppa_contract_id | Power Purchase Agreement (PPA) Contract ID | BIGINT |  |  | market.ppa_contract.ppa_contract_id | Reference to the Power Purchase Agreement (PPA) or bilateral contract under which this interchange schedule is executed. Null for spot market or RTO/ISO market-cleared transactions. Links to the market ppa_contract product. | FERC EQR; FERC Order 888
operational_coordination | interchange_schedule | pricing_node_id | Locational Marginal Price (LMP) Node ID | BIGINT |  |  | market.pricing_node.pricing_node_id | Reference to the pricing node (pnode) at which the Locational Marginal Price (LMP) applies for settlement of this interchange schedule. Links to the market pricing node master for LMP-based financial settlement of RTO/ISO transactions. | FERC EQR; RTO/ISO LMP Settlement Rules
operational_coordination | interchange_schedule | rto_iso_id |  | BIGINT | internal |  | market.rto_iso.rto_iso_id | FK to market.rto_iso
operational_coordination | interchange_schedule | transmission_right_id | Transmission Right ID | BIGINT |  |  | market.transmission_right.transmission_right_id | Reference to the transmission service right or firm transmission reservation (FTR/TCC) under which this interchange is scheduled. Links to the market transmission_right product for OATT compliance and capacity entitlement tracking. | FERC OATT; FERC EQR
operational_coordination | interchange_schedule | actual_mw | Actual Interchange Megawatts (MW) | DECIMAL(10,3) |  |  |  | The actual metered interchange amount in MW for this interval, as recorded by the EMS/SCADA historian (OSIsoft PI or GE Proficy). Compared against scheduled_mw to compute inadvertent interchange for NERC BAL-006 compliance reporting. | NERC BAL-006; FERC EQR
operational_coordination | interchange_schedule | checkout_status | Checkout Status | STRING |  | confirmed¦denied¦pending |  | Current approval/checkout status of the interchange schedule as returned by the counterparty BA or RTO/ISO scheduling portal: confirmed (approved by all parties), denied (rejected), or pending (awaiting confirmation). Satisfies TRANSACTION_HEADER LIFECYCLE_STATUS category. | NERC INT-006; NERC INT-010
operational_coordination | interchange_schedule | created_timestamp | Record Created Timestamp | TIMESTAMP |  |  |  | The datetime when this interchange schedule record was first created in the Silver Layer data product. Satisfies TRANSACTION_HEADER RECORD_AUDIT_CREATED category. Used for data lineage and audit trail. | SOX; FERC Record Retention Requirements
operational_coordination | interchange_schedule | curtailed_mw | Curtailed Megawatts (MW) | DECIMAL(10,3) |  |  |  | The amount of the scheduled interchange (in MW) that was curtailed and not delivered. Populated when curtailment_flag is True. Used for inadvertent interchange accounting under NERC BAL-006 and for settlement dispute resolution. | NERC BAL-006; NERC INT-010
operational_coordination | interchange_schedule | curtailment_flag | Curtailment Flag | BOOLEAN |  |  |  | Indicates whether this interchange schedule has been curtailed (True) or is operating at full scheduled capacity (False). Curtailment may be initiated by the transmission provider, RTO/ISO, or counterparty BA due to congestion, reliability events, or emergency conditions. | NERC INT-010; NERC BAL-006
operational_coordination | interchange_schedule | curtailment_priority | Curtailment Priority | INT |  |  |  | Numeric priority ranking assigned to this interchange schedule for curtailment sequencing. Lower numbers indicate higher priority (curtailed last). Determined by the transmission service agreement and OATT curtailment provisions. Used by EMS during congestion management. | FERC OATT; NERC INT-010
operational_coordination | interchange_schedule | energy_mwh | Scheduled Energy (MWh) | DECIMAL(12,4) |  |  |  | The scheduled energy quantity in megawatt-hours (MWh) for this interval, derived from scheduled_mw and interval_duration_min. Stored as a business field for direct use in settlement calculations and FERC EQR energy quantity reporting without requiring runtime computation. | FERC EQR; NERC BAL-006
operational_coordination | interchange_schedule | etag_reference_number | e-Tag Reference Number | STRING |  |  |  | The e-Tag reference number assigned by the NERC e-Tag system (OATI webTrans) for this interchange transaction. Used to track the energy transaction across all involved balancing authorities, transmission providers, and generation/load entities. Required for NERC INT compliance. | NERC INT-006; OATI webTrans e-Tag Standard
operational_coordination | interchange_schedule | ferc_eqr_reportable | FERC Electric Quarterly Report (EQR) Reportable Flag | BOOLEAN |  |  |  | Indicates whether this interchange schedule must be reported in the FERC Electric Quarterly Report (EQR) (True) or is exempt (False). Bilateral transactions above FERC threshold quantities are reportable. Drives automated EQR filing population. | FERC EQR Filing Requirements (18 CFR Part 35)
operational_coordination | interchange_schedule | inadvertent_mw | Inadvertent Interchange Megawatts (MW) | DECIMAL(10,3) |  |  |  | The difference between actual_mw and scheduled_mw for this interval, representing inadvertent interchange. Positive values indicate over-delivery; negative values indicate under-delivery. Directly used in NERC BAL-006 (Inadvertent Interchange) compliance calculations and regulatory reporting. | NERC BAL-006
operational_coordination | interchange_schedule | interchange_schedule_id | Interchange Schedule ID | BIGINT |  |  |  | Unique surrogate identifier for each interchange schedule record in the Databricks Silver Layer. Primary key for this entity. Entity role: TRANSACTION_HEADER — represents a discrete scheduled energy interchange event with a full lifecycle (draft/confirmed/curtailed/settled). | NERC INT Standards (INT-004, INT-006, INT-009, INT-010) | TRUE
operational_coordination | interchange_schedule | interval_duration_min | Interval Duration (Minutes) | INT |  |  |  | Duration of the scheduled interchange interval in minutes (e.g., 60 for hourly, 15 for sub-hourly quarter-hour intervals, 5 for five-minute real-time intervals). Determines the granularity of the schedule and aligns with RTO/ISO market interval definitions. | NERC INT-004; FERC Order 825 (5-minute settlement)
operational_coordination | interchange_schedule | interval_end_datetime | Interval End Datetime | TIMESTAMP |  |  |  | The end datetime of the scheduled interchange interval. Combined with interval_start_datetime defines the precise scheduling window for this energy transfer. Required for NERC INT compliance and inadvertent interchange accounting. | NERC INT-004; NERC BAL-006
operational_coordination | interchange_schedule | interval_start_datetime | Interval Start Datetime | TIMESTAMP |  |  |  | The start datetime of the scheduled interchange interval (hourly or sub-hourly). Represents the principal real-world business event time for this schedule. Stored in ISO 8601 format with timezone offset. Satisfies TRANSACTION_HEADER BUSINESS_EVENT_TIMESTAMP category. | NERC INT-004; NERC BAL-006
operational_coordination | interchange_schedule | is_dynamic_transfer | Dynamic Transfer Flag | BOOLEAN |  |  |  | Indicates whether this interchange schedule involves a dynamic transfer (True), where generation control is transferred in real time between BAs, as opposed to a static scheduled interchange (False). Dynamic transfers require special EMS coordination and NERC INT-004 dynamic schedule provisions. | NERC INT-004; NERC Glossary of Terms
operational_coordination | interchange_schedule | market_type | Market Type | STRING |  | DAM¦RTM¦bilateral |  | Indicates whether this interchange schedule was submitted through the Day-Ahead Market (DAM), Real-Time Market (RTM), or as a bilateral transaction outside of RTO/ISO market clearing. Drives settlement pathway and FERC EQR categorization. | FERC EQR; NERC INT-009
operational_coordination | interchange_schedule | nerc_bal006_reportable | NERC BAL-006 Reportable Flag | BOOLEAN |  |  |  | Indicates whether this interchange schedule contributes to the utility's NERC BAL-006 (Inadvertent Interchange) compliance reporting obligation (True) or is excluded (e.g., dynamic transfers handled separately). Drives automated inclusion in regulatory compliance extracts. | NERC BAL-006
operational_coordination | interchange_schedule | nerc_etag_number | NERC e-Tag ID | STRING |  |  |  | The unique NERC-assigned e-Tag identifier for this interchange transaction, distinct from the internal reference number. Serves as the authoritative cross-BA identifier for the scheduled energy transfer and is required for NERC INT-004 and FERC EQR reporting. | NERC INT-004; FERC EQR Filing Requirements |  | TRUE | A NERC e-Tag is an electronic tag number assigned in the NERC e-Tagging system (OATI webTrans or similar) for energy interchange transactions. The e-Tag ID is an external system reference number from NERC's tagging infrastructure. The utility references it but does not manage the e-Tag system itself.
operational_coordination | interchange_schedule | notes | Schedule Notes | STRING |  |  |  | Free-text field for scheduling desk annotations, curtailment reason descriptions, dispute notes, or other operational commentary associated with this interchange schedule. Not used for structured data; intended for human-readable context.
operational_coordination | interchange_schedule | operating_date | Operating Date | DATE |  |  |  | The calendar date on which this interchange schedule is operative. Used as the primary date partition key for the Silver Layer table and for day-ahead vs. real-time market reconciliation. Aligns with the RTO/ISO operating day definition. | NERC INT-004; FERC EQR
operational_coordination | interchange_schedule | operating_hour | Operating Hour | INT |  |  |  | The hour-ending (HE) designation for this interchange schedule (1–24), following NERC and RTO/ISO convention for hourly scheduling. Used in conjunction with operating_date for schedule identification and inadvertent interchange accounting. | NERC INT-004; NERC BAL-006
operational_coordination | interchange_schedule | ramp_rate_mw_per_min | Ramp Rate (MW/min) | DECIMAL(8,3) |  |  |  | The rate at which the scheduled interchange is ramped up or down, expressed in megawatts per minute (MW/min). Used by the EMS for automatic generation control (AGC) and grid stability management. Required field in NERC e-Tag submissions. | NERC INT-004; OATI webTrans e-Tag Standard
operational_coordination | interchange_schedule | schedule_confirmed_datetime | Schedule Confirmed Datetime | TIMESTAMP |  |  |  | The datetime when the interchange schedule received confirmed checkout status from all required parties (counterparty BA, transmission provider, RTO/ISO). Null if checkout_status is pending or denied. Used for NERC INT-006 compliance timing analysis. | NERC INT-006; NERC INT-010
operational_coordination | interchange_schedule | schedule_number | Interchange Schedule Number | STRING |  |  |  | Externally-known alphanumeric identifier for this interchange schedule, as assigned by the EMS or RTO/ISO scheduling portal (e.g., ABB/GE EMS schedule reference). Used for cross-system reconciliation and NERC e-Tag correlation. Satisfies TRANSACTION_HEADER BUSINESS_IDENTIFIER category. | NERC INT-004; OATI webTrans
operational_coordination | interchange_schedule | schedule_submitted_datetime | Schedule Submitted Datetime | TIMESTAMP |  |  |  | The datetime when this interchange schedule was submitted to the RTO/ISO scheduling portal or counterparty BA via OATI webTrans or EMS. Used for deadline compliance tracking under NERC INT-004 (schedule submission timing requirements). | NERC INT-004; OATI webTrans
operational_coordination | interchange_schedule | schedule_type | Interchange Schedule Type | STRING |  | import¦export¦wheel_through¦dynamic_transfer |  | Classification of the interchange schedule indicating the direction and nature of the energy transfer: import (energy received into the utility BA), export (energy sent out of the utility BA), wheel_through (energy transiting the BA without being consumed), or dynamic_transfer (real-time transfer of generation control). Satisfies TRANSACTION_HEADER CLASSIFICATION_OR_TYPE category. | NERC INT-004; NERC Glossary of Terms
operational_coordination | interchange_schedule | schedule_version | Schedule Version | INT |  |  |  | Version number of this interchange schedule, incremented each time the schedule is revised or re-submitted. Version 1 is the original submission; subsequent versions reflect amendments. Used to track schedule revisions and identify the latest active version for a given schedule_number. | NERC INT-004; OATI webTrans e-Tag Standard
operational_coordination | interchange_schedule | scheduled_mw | Scheduled Megawatts (MW) | DECIMAL(10,3) |  |  |  | The scheduled energy interchange amount in megawatts (MW) for this interval. Positive values indicate export from the utility BA; negative values indicate import. This is the primary quantitative fact for the interchange schedule. Satisfies TRANSACTION_HEADER QUANTITATIVE_RESULT category. | NERC INT-004; NERC BAL-006
operational_coordination | interchange_schedule | scheduling_entity_code | Scheduling Entity Code | STRING |  |  |  | The NERC-registered code of the entity responsible for submitting this interchange schedule (typically the utility's transmission scheduling desk or a third-party scheduling coordinator). Required for NERC INT-009 compliance and e-Tag accountability. | NERC INT-009; NERC Compliance Registry
operational_coordination | interchange_schedule | settlement_status | Settlement Status | STRING |  | unsettled¦settled¦disputed¦adjusted |  | Financial settlement lifecycle status of this interchange schedule: unsettled (not yet financially cleared), settled (financially cleared and posted), disputed (under dispute with counterparty or RTO/ISO), or adjusted (settlement amount revised post-initial clearing). Supports FERC EQR and revenue management reporting. | FERC EQR; NERC BAL-006
operational_coordination | interchange_schedule | sink_ba_code | Sink Balancing Authority (BA) Code | STRING |  |  |  | NERC-assigned code for the balancing authority area where the energy is delivered (sink BA). For import schedules, this is the utility's own BA code. For export schedules, this is the counterparty BA code. Required field in NERC e-Tag and INT standard reporting. | NERC INT-004; OATI webTrans e-Tag Standard
operational_coordination | interchange_schedule | source_ba_code | Source Balancing Authority (BA) Code | STRING |  |  |  | NERC-assigned code for the balancing authority area where the energy originates (source BA). For export schedules, this is the utility's own BA code. For import schedules, this is the counterparty BA code. Required field in NERC e-Tag and INT standard reporting. | NERC INT-004; OATI webTrans e-Tag Standard
operational_coordination | interchange_schedule | source_system | Source System | STRING |  | ABB_EMS¦GE_EMS¦OATI_webTrans¦RTO_portal¦manual |  | Identifies the originating operational system that generated or submitted this interchange schedule record: ABB_EMS or GE_EMS (Energy Management System), OATI_webTrans (NERC e-Tag platform), RTO_portal (direct RTO/ISO scheduling interface), or manual (manually entered by scheduling desk). | ABB/GE EMS; OATI webTrans
operational_coordination | interchange_schedule | transmission_path | Transmission Path | STRING |  |  |  | The designated transmission path or flowgate identifier over which this interchange is scheduled (e.g., 'PJM-MISO Interface', 'Seams path designation'). Used for transmission capacity reservation tracking and OATT compliance. May reference an ATC/TTC path. | FERC OATT; NERC INT-006
operational_coordination | interchange_schedule | updated_timestamp | Record Updated Timestamp | TIMESTAMP |  |  |  | The datetime when this interchange schedule record was last modified in the Silver Layer data product. Satisfies TRANSACTION_HEADER RECORD_AUDIT_UPDATED category. Used for change tracking, incremental ETL processing, and audit trail. | SOX; FERC Record Retention Requirements
operational_coordination | interconnection_request | capex_project_id | Capex Project Id (Foreign Key) | BIGINT |  |  | finance.capex_project.capex_project_id | Foreign key linking to finance.capex_project. Business justification: Approved interconnection requests trigger network upgrade capital projects. Link tracks cost responsibility allocation, CIAC vs. utility-funded determination, reimbursement accounting, and financial s | Internal - LLM Generated Cross-Domain Link
operational_coordination | interconnection_request | compliance_obligation_id | Compliance Obligation Id (Foreign Key) | BIGINT |  |  | regulatory.compliance_obligation.compliance_obligation_id | Foreign key linking to regulatory.compliance_obligation. Business justification: Interconnection processes must comply with FERC Order 2023, state interconnection standards, and RTO tariff study timeline obligations. Business process: queue management compliance, study milestone t | Internal - LLM Generated Cross-Domain Link
operational_coordination | interconnection_request | participant_registration_id | Participant Registration Id (Foreign Key) | BIGINT |  |  | market.participant_registration.participant_registration_id | Foreign key linking to market.participant_registration. Business justification: Interconnection requests are submitted by registered market participants (generators/developers). RTO queue management, study coordination, cost allocation, and capacity market qualification all requi | Internal - LLM Generated Cross-Domain Link
operational_coordination | interconnection_request | plant_id | Plant Id (Foreign Key) | BIGINT |  |  | generation.plant.plant_id | Foreign key linking to generation.plant. Business justification: Tracks lifecycle from interconnection request to operational plant after commercial operation date. Essential for project development tracking, queue management, FERC Form 556 reporting, and reconcili | Internal - LLM Generated Cross-Domain Link
operational_coordination | interconnection_request | poi_bus_id | Poi Bus Id (Foreign Key) | BIGINT |  |  | transmission.bus.bus_id | Foreign key linking to transmission.bus. Business justification: Interconnection requests specify a point of interconnection (POI), which is a specific bus in the transmission system. This FK links the request to the actual bus. Removes poi_voltage_kv as redundant | Internal - LLM Generated Cross-Domain Link
operational_coordination | interconnection_request | regulatory_asset_entry_id | Regulatory Asset Entry Id (Foreign Key) | BIGINT |  |  | finance.regulatory_asset_entry.regulatory_asset_entry_id | Foreign key linking to finance.regulatory_asset_entry. Business justification: Network upgrade costs funded by utility and recovered over time are recorded as regulatory assets per FERC Order 2003. Link tracks cost recovery, amortization, and carrying charges for interconnection | Internal - LLM Generated Cross-Domain Link
operational_coordination | interconnection_request | rto_iso_id |  | BIGINT | internal |  | market.rto_iso.rto_iso_id | FK to market.rto_iso
operational_coordination | interconnection_request | transmission_substation_id | Poi Substation Id (Foreign Key) | BIGINT |  |  | transmission.transmission_substation.transmission_substation_id | Foreign key linking to transmission.transmission_substation. Business justification: Interconnection requests specify a point of interconnection (POI) at a transmission substation. The poi_substation_name (STRING) should be replaced with a proper FK poi_substation_id → transmission_su | Internal - LLM Generated Cross-Domain Link
operational_coordination | interconnection_request | actual_cod | Actual Commercial Operation Date (COD) | DATE |  |  |  | Actual date when the project achieved commercial operation. Populated only after the project is energized and operational. | FERC Order 2003, NERC Resource Adequacy Standards
operational_coordination | interconnection_request | applicant_contact_email | Applicant Contact Email Address | STRING | confidential,pii_email | '^[a-zA-Z0-9._%+-]+@[a-zA-Z0-9.-]+\.[a-zA-Z]{2,}$ |  | Primary email address for the applicant or their authorized representative for interconnection request communications. | FERC Order 2003
operational_coordination | interconnection_request | applicant_contact_phone | Applicant Contact Phone Number | STRING | confidential,pii_phone |  |  | Primary telephone number for the applicant or their authorized representative. | FERC Order 2003
operational_coordination | interconnection_request | applicant_name | Applicant Legal Name | STRING | confidential |  |  | Legal name of the entity or individual submitting the interconnection request. May be a generation developer, industrial customer, or distributed energy resource owner. | FERC Order 2003
operational_coordination | interconnection_request | created_timestamp | Record Created Timestamp | TIMESTAMP |  |  |  | Timestamp when this interconnection request record was first created in the system. Used for audit and data lineage tracking. | SOX Section 404, FERC Audit Standards
operational_coordination | interconnection_request | environmental_permit_status | Environmental Permit Status | STRING |  | not_required¦pending¦approved¦denied |  | Status of required environmental permits (e.g., EPA air quality permits, state environmental permits, wetlands permits) for the generation project. | EPA Clean Air Act, NEPA
operational_coordination | interconnection_request | estimated_interconnection_facility_cost | Estimated Interconnection Facility Cost in United States Dollars (USD) | DECIMAL(15,2) | confidential |  |  | Estimated cost in USD for the direct interconnection facilities (e.g., generator lead line, metering equipment, protective relays) required to connect the project to the point of interconnection. | FERC Order 2003
operational_coordination | interconnection_request | estimated_network_upgrade_cost | Estimated Network Upgrade Cost in United States Dollars (USD) | DECIMAL(15,2) | confidential |  |  | Estimated total cost in USD for transmission network upgrades required to accommodate the interconnection. Includes substation modifications, line upgrades, and protection system enhancements. Based on facilities study results. | FERC Order 2003, FERC Transmission Planning Standards
operational_coordination | interconnection_request | facilities_study_completion_date | Facilities Study Completion Date | DATE |  |  |  | Date when the facilities study was completed and results delivered to the applicant. | FERC Order 2003
operational_coordination | interconnection_request | facilities_study_start_date | Facilities Study Start Date | DATE |  |  |  | Date when the facilities study phase commenced. Facilities study provides detailed engineering design and final cost estimates for required upgrades. | FERC Order 2003
operational_coordination | interconnection_request | feasibility_study_completion_date | Feasibility Study Completion Date | DATE |  |  |  | Date when the feasibility study was completed and results delivered to the applicant. | FERC Order 2003
operational_coordination | interconnection_request | feasibility_study_start_date | Feasibility Study Start Date | DATE |  |  |  | Date when the feasibility study phase commenced. Feasibility study evaluates high-level technical viability and preliminary cost estimates. | FERC Order 2003
operational_coordination | interconnection_request | interconnection_agreement_executed_date | Interconnection Agreement Executed Date | DATE |  |  |  | Date when the formal interconnection agreement (IA) or generator interconnection agreement (GIA) was executed between the applicant and the transmission provider. | FERC Order 2003 (LGIA/SGIA)
operational_coordination | interconnection_request | interconnection_request_id | Interconnection Request Identifier (ID) | BIGINT |  |  |  | Unique system identifier for the interconnection request record. Primary key for the interconnection request entity. | FERC Order 2003, FERC Order 2006 | TRUE
operational_coordination | interconnection_request | is_energy_only | Energy Resource Interconnection Service Indicator | BOOLEAN |  |  |  | Boolean flag indicating whether the applicant requested Energy Resource Interconnection Service (ERIS), which allows energy-only delivery without firm capacity rights. | FERC Order 2003 (LGIA)
operational_coordination | interconnection_request | is_network_resource | Network Resource Interconnection Service Indicator | BOOLEAN |  |  |  | Boolean flag indicating whether the applicant requested Network Resource Interconnection Service (NRIS), which allows the generator to be designated as a network resource for capacity and energy delivery. | FERC Order 2003 (LGIA)
operational_coordination | interconnection_request | last_modified_timestamp | Record Last Modified Timestamp | TIMESTAMP |  |  |  | Timestamp when this interconnection request record was last updated. Used for audit and data lineage tracking. | SOX Section 404, FERC Audit Standards
operational_coordination | interconnection_request | notes | Interconnection Request Notes | STRING |  |  |  | Free-text field for additional comments, special conditions, or clarifications related to the interconnection request. Used for internal coordination and regulatory reporting context. | FERC Order 2003
operational_coordination | interconnection_request | poi_latitude | Point of Interconnection (POI) Latitude | DECIMAL(10,7) | restricted,pii_address |  |  | Geographic latitude coordinate of the proposed point of interconnection in decimal degrees. Used for GIS mapping and transmission planning analysis. | FERC Order 2003
operational_coordination | interconnection_request | poi_longitude | Point of Interconnection (POI) Longitude | DECIMAL(10,7) | restricted,pii_address |  |  | Geographic longitude coordinate of the proposed point of interconnection in decimal degrees. Used for GIS mapping and transmission planning analysis. | FERC Order 2003
operational_coordination | interconnection_request | project_name | Interconnection Project Name | STRING |  |  |  | Business name or title of the generation or load project seeking interconnection. Used for public queue reporting and regulatory filings. | FERC Order 2003
operational_coordination | interconnection_request | project_type | Interconnection Project Type | STRING |  | generation¦load¦storage |  | Classification of the interconnection request by project category: generation (new power plant), load (large industrial customer), or storage (battery/pumped hydro). | FERC Order 2003, FERC Order 2006
operational_coordination | interconnection_request | queue_position | Interconnection Queue Position | INT |  |  |  | Numeric position of this request in the interconnection queue, determining study and construction priority. Lower numbers indicate earlier queue entry. | FERC Order 2003
operational_coordination | interconnection_request | request_number | Interconnection Request Number | STRING |  | '^[A-Z0-9]{6,20}$ |  | Externally-known business identifier for the interconnection request, typically assigned by the transmission provider or RTO/ISO. Used in regulatory filings and customer communications. | FERC Order 2003 (LGIP), FERC Order 2006 (SGIP)
operational_coordination | interconnection_request | request_status | Interconnection Request Status | STRING |  |  |  | Current lifecycle status of the interconnection request in the queue management process. Tracks progression through FERC-mandated study phases. [ENUM-REF-CANDIDATE: submitted¦under_review¦feasibility_study¦system_impact_study¦facilities_study¦approved¦withdrawn¦suspended¦rejected¦completed — 10 candidates stripped; promote to reference product] | FERC Order 2003, FERC Order 2006
operational_coordination | interconnection_request | requested_capacity_mw | Requested Capacity in Megawatts (MW) | DECIMAL(10,3) |  |  |  | Total generating or load capacity in megawatts (MW) requested for interconnection. Determines study scope and network upgrade requirements. | FERC Order 2003, NERC Reliability Standards
operational_coordination | interconnection_request | requires_nerc_registration | North American Electric Reliability Corporation (NERC) Registration Required Indicator | BOOLEAN |  |  |  | Boolean flag indicating whether the project will require NERC registration as a Generator Owner (GO) or Generator Operator (GOP) based on capacity and voltage thresholds. | NERC Compliance Registry Criteria
operational_coordination | interconnection_request | study_phase | Interconnection Study Phase | STRING |  | pre_application¦feasibility¦system_impact¦facilities¦completed |  | Current phase of the FERC-mandated interconnection study process. Progresses from feasibility study through system impact study to facilities study. | FERC Order 2003 (LGIP), FERC Order 2006 (SGIP)
operational_coordination | interconnection_request | submission_date | Request Submission Date | DATE |  |  |  | Date when the interconnection request was formally submitted to the transmission provider or RTO/ISO. Establishes queue position priority. | FERC Order 2003
operational_coordination | interconnection_request | system_impact_study_completion_date | System Impact Study Completion Date | DATE |  |  |  | Date when the system impact study was completed and results delivered to the applicant. | FERC Order 2003
operational_coordination | interconnection_request | system_impact_study_start_date | System Impact Study Start Date | DATE |  |  |  | Date when the system impact study phase commenced. System impact study analyzes detailed grid impacts and required network upgrades. | FERC Order 2003
operational_coordination | interconnection_request | target_cod | Target Commercial Operation Date (COD) | DATE |  |  |  | Applicant's proposed date for the project to achieve commercial operation and begin delivering energy or capacity to the grid. Critical for transmission planning and resource adequacy forecasting. | FERC Order 2003, NERC Resource Adequacy Standards
operational_coordination | interconnection_request | technology_type | Generation Technology Type | STRING |  |  |  | Primary technology or fuel type for the generation or storage project. Critical for renewable portfolio standard (RPS) tracking and integrated resource planning (IRP). [ENUM-REF-CANDIDATE: solar¦wind¦natural_gas¦coal¦nuclear¦hydro¦battery_storage¦pumped_storage¦biomass¦geothermal¦other — 11 candidates stripped; promote to reference product] | FERC Order 2003, EPA Clean Air Act
operational_coordination | interconnection_request | transmission_owner_name | Transmission Owner Name | STRING |  |  |  | Legal name of the transmission owner responsible for the facilities at the point of interconnection. May differ from the RTO/ISO in organized markets. | FERC Order 2003, NERC Functional Model
operational_coordination | interconnection_request | withdrawal_date | Request Withdrawal Date | DATE |  |  |  | Date when the applicant formally withdrew the interconnection request from the queue. Populated only if request_status is withdrawn. | FERC Order 2003
operational_coordination | interconnection_request | withdrawal_reason | Request Withdrawal Reason | STRING |  |  |  | Business reason provided by the applicant for withdrawing the interconnection request (e.g., project financing failed, site permitting issues, cost prohibitive). | FERC Order 2003
operational_coordination | operator | authorizing_operator_id |  | BIGINT | self_ref_fk |  | transmission.operator.operator_id | Self-referencing FK on operator (authorizing_operator_id)
operational_coordination | operator | control_area_id | Control Area Id (Foreign Key) | BIGINT |  |  | transmission.control_area.control_area_id | Foreign key linking to transmission.control_area. Business justification: Operators manage control areas. The operator table has control_area_name STRING. Normalizing to FK to control_area. Removes control_area_name string. | Internal - LLM Generated Cross-Domain Link
operational_coordination | operator | created_timestamp |  | TIMESTAMP |  |  |  | Timestamp when this operator record was first created in the system.
operational_coordination | operator | deregistration_date |  | DATE |  |  |  | Date when the operator ceased operations or was deregistered from NERC, if applicable.
operational_coordination | operator | emergency_contact_phone |  | STRING | confidential,pii_phone |  |  | 24/7 emergency hotline number for system emergencies, outages, and reliability events.
operational_coordination | operator | ferc_jurisdiction_flag |  | BOOLEAN |  |  |  | Indicates whether the operator is subject to FERC jurisdictional oversight for transmission services and rates.
operational_coordination | operator | headquarters_address |  | STRING | confidential,pii_address |  |  | Physical street address of the operator's headquarters or primary control center.
operational_coordination | operator | headquarters_city |  | STRING | confidential |  |  | City where the operator's headquarters or primary control center is located.
operational_coordination | operator | headquarters_country |  | STRING |  |  |  | Country where the operator's headquarters is located. Three-letter ISO country code.
operational_coordination | operator | headquarters_postal_code |  | STRING | confidential,pii_address |  |  | Postal or ZIP code for the operator's headquarters address.
operational_coordination | operator | headquarters_state_province |  | STRING |  |  |  | State or province where the operator's headquarters is located. Use two-letter abbreviation for US states and Canadian provinces.
operational_coordination | operator | interconnection |  | STRING |  |  |  | The major North American interconnection to which the operator belongs. Defines synchronous grid boundaries.
operational_coordination | operator | last_audit_date |  | DATE |  |  |  | Date of the most recent NERC compliance audit or reliability assessment conducted for this operator.
operational_coordination | operator | nerc_cip_compliance_flag |  | BOOLEAN |  |  |  | Indicates whether the operator is subject to NERC CIP cybersecurity standards for bulk electric system protection.
operational_coordination | operator | nerc_registration_number |  | STRING |  |  |  | Official NERC registry identifier for the operator entity. Required for compliance reporting and CIP standards applicability. |  |  | TRUE | NERC registration IDs are external identifiers assigned by the North American Electric Reliability Corporation to registered entities. This is an external system reference — the utility does not manage NERC's registration system. It is a code/number used to identify the operator's registration with NERC, not a FK to an internal table.
operational_coordination | operator | next_audit_date |  | DATE |  |  |  | Scheduled date for the next NERC compliance audit or reliability assessment.
operational_coordination | operator | notes |  | STRING |  |  |  | Additional notes, comments, or special considerations regarding the transmission operator.
operational_coordination | operator | oasis_node_url |  | STRING |  |  |  | Web address of the operator's OASIS node for posting available transmission capacity and accepting transmission service requests.
operational_coordination | operator | oatt_tariff_number |  | STRING |  |  |  | FERC-approved tariff number under which the operator provides transmission service. Required for FERC jurisdictional operators.
operational_coordination | operator | operational_status |  | STRING |  |  |  | Current operational status of the transmission operator within the NERC registry and interconnection.
operational_coordination | operator | operator_code |  | STRING |  |  |  | Standardized alphanumeric code uniquely identifying the transmission operator within the interconnection. Used for interchange scheduling and NERC reporting.
operational_coordination | operator | operator_id | Operator Identifier | BIGINT |  |  |  | Primary key for operator |  | TRUE
operational_coordination | operator | operator_name |  | STRING |  |  |  | Full legal name of the transmission system operator or control area operator.
operational_coordination | operator | operator_type |  | STRING |  |  |  | Functional classification of the operator within the bulk electric system. Defines the operational role and regulatory responsibilities.
operational_coordination | operator | parent_company_name |  | STRING |  |  |  | Name of the parent holding company or corporate entity that owns the transmission operator, if applicable.
operational_coordination | operator | primary_contact_email |  | STRING | confidential,pii_email |  |  | Primary email address for operational coordination and interchange scheduling communications.
operational_coordination | operator | primary_contact_name |  | STRING | confidential |  |  | Name of the primary operational contact person for the transmission operator.
operational_coordination | operator | primary_contact_phone |  | STRING | confidential,pii_phone |  |  | Primary telephone number for operational coordination and emergency contact with the transmission operator.
operational_coordination | operator | registration_date |  | DATE |  |  |  | Date when the operator was first registered with NERC or began transmission operations.
operational_coordination | operator | rto_iso_affiliation |  | STRING |  |  |  | Name of the RTO or ISO market to which the operator belongs, if applicable. Examples: PJM, CAISO, MISO, SPP, NYISO, ISO-NE, ERCOT.
operational_coordination | operator | service_territory_description |  | STRING |  |  |  | Textual description of the geographic service territory covered by the transmission operator.
operational_coordination | operator | total_transmission_capacity_mw |  | DECIMAL(12,2) |  |  |  | Total rated transmission capacity in megawatts managed by the operator across all transmission lines and substations.
operational_coordination | operator | updated_timestamp |  | TIMESTAMP |  |  |  | Timestamp when this operator record was last modified in the system.
operational_coordination | operator | voltage_class_range |  | STRING |  |  |  | Range of voltage classes operated by the transmission operator, typically expressed as minimum to maximum kilovolts (e.g., 115 kV to 500 kV).
operational_coordination | outage | assigned_crew_id | Assigned Crew Id (Foreign Key) | BIGINT |  |  | transmission.crew.crew_id | Foreign key linking to transmission.crew. Business justification: Outages are resolved by crews. The outage table has crew_assignment STRING. Normalizing to FK to crew. Removes crew_assignment string. | Internal - LLM Generated Cross-Domain Link
operational_coordination | outage | billing_rate_schedule_id | Billing Rate Schedule Id (Foreign Key) | BIGINT |  |  | billing.rate_schedule.rate_schedule_id | Foreign key linking to billing.rate_schedule. Business justification: Transmission outages triggering customer credits require rate schedule context for regulatory compliance—credit calculations vary by customer class (residential/commercial) and rate structure. Utility | Internal - LLM Generated Cross-Domain Link
operational_coordination | outage | caused_distribution_outage_event_id | Caused Distribution Outage Event Id (Foreign Key) | BIGINT |  |  | distribution.distribution_outage_event.distribution_outage_event_id | Foreign key linking to distribution.outage_event. Business justification: Transmission outages frequently cause downstream distribution outages. Critical for root cause analysis, customer impact assessment, SAIDI/SAIFI attribution, restoration coordination, and regulatory r | Internal - LLM Generated Cross-Domain Link
operational_coordination | outage | compliance_event_id | Compliance Event Id (Foreign Key) | BIGINT |  |  | regulatory.compliance_event.compliance_event_id | Foreign key linking to regulatory.compliance_event. Business justification: Transmission outages violating NERC reliability standards (TOP, IRO) or causing significant customer impact trigger regulatory compliance events and potential violations. Business process: NERC TADS r | Internal - LLM Generated Cross-Domain Link
operational_coordination | outage | from_bus_id | From Bus Identifier | BIGINT |  |  | transmission.bus.bus_id | Identifier of the originating bus or electrical node for transmission line outages. Defines the starting point of the affected line segment. | IEEE C37.2
operational_coordination | outage | opex_transaction_id | Opex Transaction Id (Foreign Key) | BIGINT |  |  | finance.opex_transaction.opex_transaction_id | Foreign key linking to finance.opex_transaction. Business justification: Unplanned outages generate O&M expenses for crew labor, materials, and contractor costs. Link enables outage cost tracking, budget variance analysis, storm cost deferral accounting, and regulatory rep | Internal - LLM Generated Cross-Domain Link
operational_coordination | outage | outaged_line_id | Outaged Line Id (Foreign Key) | BIGINT |  |  | transmission.line.line_id | Foreign key linking to transmission.line. Business justification: Outages affect specific transmission elements. The current schema uses polymorphic pattern (element_reference STRING + element_name STRING + element_type STRING). Normalizing to explicit FKs for lines | Internal - LLM Generated Cross-Domain Link
operational_coordination | outage | outaged_transformer_id | Outaged Transformer Id (Foreign Key) | BIGINT |  |  | transmission.transformer.transformer_id | Foreign key linking to transmission.transformer. Business justification: Outages also affect transformers. This FK links outages to transformers. Together with outaged_line_id, replaces the polymorphic element_reference pattern with explicit typed FKs. | Internal - LLM Generated Cross-Domain Link
operational_coordination | outage | purchase_order_id | Purchase Order Id (Foreign Key) | BIGINT |  |  | supply.purchase_order.purchase_order_id | Foreign key linking to supply.purchase_order. Business justification: Planned transmission outages often require procurement of contractor services, replacement equipment, or specialized materials. PO tracks the procurement supporting outage execution. Real business pro | Internal - LLM Generated Cross-Domain Link
operational_coordination | outage | transmission_substation_id | Substation Identifier | BIGINT |  |  | transmission.transmission_substation.transmission_substation_id | Identifier of the substation associated with the outage, if applicable. Links to the substation master data in the asset management or GIS system. | IEEE C37.2
operational_coordination | outage | actual_end_timestamp | Actual End Timestamp | TIMESTAMP |  |  |  | Actual date and time when the transmission element was restored to service and returned to normal operation. | NERC TADS
operational_coordination | outage | actual_start_timestamp | Actual Start Timestamp | TIMESTAMP |  |  |  | Actual date and time when the transmission element was taken out of service. This is the authoritative timestamp for outage duration calculations and SAIDI/SAIFI metrics. | NERC TADS
operational_coordination | outage | approval_status | Outage Approval Status | STRING |  | pending¦approved¦rejected¦conditional |  | Approval status of the planned outage request. Pending indicates awaiting review. Approved indicates authorization granted. Rejected indicates request denied. Conditional indicates approval with specific constraints or requirements. | NERC TOP-003
operational_coordination | outage | cause_code | North American Electric Reliability Corporation (NERC) Outage Cause Code | STRING |  |  |  | Standardized NERC cause code classifying the root cause of the outage. Used for NERC TADS reporting and reliability analysis. | NERC TADS Cause Code List
operational_coordination | outage | cause_description | Outage Cause Description | STRING |  |  |  | High-level categorization of the outage cause. Weather includes storms, lightning, ice, wind. Equipment failure covers mechanical or electrical component breakdown. Human error includes operational mistakes. Vegetation refers to tree contact. Third party includes vehicle accidents or construction damage. [ENUM-REF-CANDIDATE: weather¦equipment_failure¦human_error¦vegetation¦animal¦third_party¦scheduled_maintenance¦other — 8 candidates stripped; promote to reference product] | NERC TADS
operational_coordination | outage | contingency_analysis_performed_flag | Contingency Analysis Performed Flag | BOOLEAN |  |  |  | Indicates whether a contingency analysis was performed to assess the impact of the outage on system reliability and identify potential N-1 or N-2 violations. Required for planned outages of critical BES elements. | NERC TOP-002
operational_coordination | outage | coordinator | Outage Coordinator | STRING |  |  |  | Name or identifier of the transmission operations staff member responsible for coordinating the outage with the RTO/ISO, adjacent utilities, and internal stakeholders. | NERC TOP-003
operational_coordination | outage | customers_affected_count | Customers Affected Count | INT |  |  |  | Number of end-use customers who experienced service interruption as a result of the transmission outage. Used for SAIFI calculation and customer impact assessment. | IEEE 1366
operational_coordination | outage | duration_hours | Outage Duration (Hours) | DECIMAL(10,2) |  |  |  | Total duration of the outage in hours, calculated as the difference between actual end and actual start timestamps. Used for reliability metrics and performance analysis. | IEEE 1366
operational_coordination | outage | load_impact_mw | Load Impact (MW) | DECIMAL(12,2) |  |  |  | Estimated or actual megawatt load impact of the outage on the transmission system. Represents the amount of power flow interrupted or curtailed due to the outage. | NERC TADS
operational_coordination | outage | nerc_region | North American Electric Reliability Corporation (NERC) Region | STRING |  |  |  | NERC regional entity jurisdiction where the outage occurred. WECC (Western Electricity Coordinating Council), ERCOT (Electric Reliability Council of Texas), MRO (Midwest Reliability Organization), NPCC (Northeast Power Coordinating Council), RF (ReliabilityFirst), SERC (SERC Reliability Corporation), TRE (Texas Reliability Entity), SPP (Southwest Power Pool). [ENUM-REF-CANDIDATE: WECC¦ERCOT¦MRO¦NPCC¦RF¦SERC¦TRE¦SPP — 8 candidates stripped; promote to reference product] | NERC Regional Entities
operational_coordination | outage | nerc_tads_reporting_flag | North American Electric Reliability Corporation (NERC) Transmission Availability Data System (TADS) Reporting Flag | BOOLEAN |  |  |  | Indicates whether this outage must be reported to NERC TADS. True for outages of BES elements that meet NERC reporting thresholds. False for minor outages below reporting thresholds. | NERC TADS Reporting Requirements
operational_coordination | outage | notes | Outage Notes | STRING |  |  |  | Free-text field for additional comments, observations, or special instructions related to the outage. May include details about restoration challenges, lessons learned, or coordination issues.
operational_coordination | outage | outage_id | Outage Identifier | BIGINT |  |  |  | Primary key for outage |  | TRUE
operational_coordination | outage | outage_number | Outage Number | STRING |  |  |  | Business identifier for the outage event, typically assigned by the Outage Management System (OMS) or Energy Management System (EMS). Used for external communication with RTO/ISO and internal tracking. | NERC TADS
operational_coordination | outage | outage_status | Outage Status | STRING |  | scheduled¦active¦restored¦cancelled¦deferred |  | Current lifecycle state of the outage. Scheduled indicates future planned work. Active indicates the element is currently out of service. Restored indicates the element has been returned to service. Cancelled indicates the outage was not executed. Deferred indicates postponement to a future date. | NERC TADS
operational_coordination | outage | outage_type | Outage Type | STRING |  | planned¦forced¦maintenance¦emergency |  | Classification of the outage event. Planned outages are scheduled in advance for maintenance or construction. Forced outages are unplanned events due to equipment failure or external factors. Maintenance outages are routine preventive work. Emergency outages are immediate responses to critical conditions. | NERC TADS
operational_coordination | outage | record_created_timestamp | Record Created Timestamp | TIMESTAMP |  |  |  | Timestamp when this outage record was first created in the system. Used for audit trail and data lineage tracking. | ISO 8601
operational_coordination | outage | record_updated_timestamp | Record Updated Timestamp | TIMESTAMP |  |  |  | Timestamp when this outage record was last modified. Tracks the most recent update to any field in the record. | ISO 8601
operational_coordination | outage | restoration_priority | Restoration Priority | STRING |  | critical¦high¦medium¦low |  | Priority level assigned for restoration activities. Critical priority for outages affecting critical infrastructure or large customer populations. High priority for significant system impacts. Medium and low for routine maintenance outages. | NERC EOP-004
operational_coordination | outage | rto_iso_notification_reference | Regional Transmission Organization (RTO) / Independent System Operator (ISO) Notification Reference | STRING |  |  |  | Reference number or identifier for the outage notification submitted to the RTO or ISO. Required for coordination of transmission outages that affect the bulk electric system. | NERC IRO-010
operational_coordination | outage | scheduled_end_timestamp | Scheduled End Timestamp | TIMESTAMP |  |  |  | Planned date and time when the outage is scheduled to end and the element is expected to be restored to service. | NERC TADS
operational_coordination | outage | scheduled_start_timestamp | Scheduled Start Timestamp | TIMESTAMP |  |  |  | Planned date and time when the outage is scheduled to begin. For forced outages, this may be null or equal to actual start time. | NERC TADS
operational_coordination | outage | switching_order_reference | Switching Order Reference | STRING |  |  |  | Reference to the associated switching order or operating order that authorizes the isolation and de-energization of the transmission element. Links to the switching procedure documentation. | NERC TOP-004
operational_coordination | outage | to_bus_code | To Bus Identifier | STRING |  |  |  | Identifier of the terminating bus or electrical node for transmission line outages. Defines the ending point of the affected line segment. | IEEE C37.2 |  | TRUE | [AUTO-COERCED-FINAL: LINK target 'transmission.bus.bus_id' is not a canonical product in this model — keeping as standalone column to avoid soft-accept of an invalid FK. alias=fmfl-final-sanitize] This references the same bus entity as from_bus_id — the destination bus of the outaged transmission element. Links to the bus table being created for from_bus_id.
operational_coordination | outage | voltage_level_kv | Voltage Level (kV) | DECIMAL(10,2) |  |  |  | Operating voltage level of the affected transmission element in kilovolts. Typical BES voltage levels are 69 kV, 115 kV, 138 kV, 230 kV, 345 kV, 500 kV, and 765 kV. | NERC BES Definition
operational_coordination | outage | weather_condition | Weather Condition | STRING |  |  |  | Description of weather conditions at the time of the outage, if weather was a contributing factor. Includes storm type, wind speed, temperature, precipitation, or other relevant meteorological data. | NOAA Weather Data Standards
operational_coordination | outage | work_order_reference | Work Order Reference | STRING |  |  |  | Reference to the associated work order in the Enterprise Asset Management (EAM) system that documents the maintenance or construction activities performed during the outage. | ISO 55000
operational_coordination | service_request | cost_center_id | Cost Center Id (Foreign Key) | BIGINT |  |  | finance.cost_center.cost_center_id | Foreign key linking to finance.cost_center. Business justification: Transmission service administration costs are allocated to cost centers by service type and region for FERC functional cost allocation, rate design cost studies, and tracking of OATT service provision | Internal - LLM Generated Cross-Domain Link
operational_coordination | service_request | interconnection_request_id | Interconnection Request Id (Foreign Key) | BIGINT |  |  | transmission.interconnection_request.interconnection_request_id | Foreign key linking to transmission.interconnection_request. Business justification: Service requests can be for interconnection service. The service_request table has interconnection_request_flag BOOLEAN. When true, there should be a FK to the actual interconnection_request. Removes | Internal - LLM Generated Cross-Domain Link
operational_coordination | service_request | party_id | Requesting Entity ID | BIGINT |  |  | customer.party.party_id | Reference to the eligible customer or third-party entity (e.g., load-serving entity, generator, marketer) submitting the transmission service request under the OATT. Links to the wholesale counterparty or market participant registry. | FERC OATT Pro Forma; FERC Order 888
operational_coordination | service_request | receipt_substation_id | Receipt Substation Id (Foreign Key) | BIGINT |  |  | transmission.transmission_substation.transmission_substation_id | Foreign key linking to transmission.transmission_substation. Business justification: OATT service requests specify point of receipt (where power enters the transmission system). The current point_of_receipt is a STRING. Normalizing to FK to transmission_substation. Removes point_of_re | Internal - LLM Generated Cross-Domain Link
operational_coordination | service_request | approved_capacity_mw | Approved Transmission Capacity (MW) | DECIMAL(10,3) |  |  |  | The amount of transmission capacity approved by the transmission provider following study completion, expressed in Megawatts (MW). May differ from requested capacity due to system constraints or congestion. Null until approval decision is made. | FERC OATT Pro Forma; NERC FAC-002
operational_coordination | service_request | atc_available_mw | Available Transfer Capability (ATC) at Time of Request (MW) | DECIMAL(10,3) |  |  |  | The Available Transfer Capability (ATC) in Megawatts on the relevant transmission path at the time the service request was submitted. Captured as a snapshot to document the grid conditions that informed the feasibility assessment. | NERC MOD-001; FERC Order 889; OASIS Standards
operational_coordination | service_request | created_timestamp | Record Created Timestamp | TIMESTAMP |  |  |  | Timestamp when this transmission service request record was first captured in the data platform. Used for audit and data lineage tracking. | SOX Section 404; FERC Record Retention
operational_coordination | service_request | curtailment_priority | Curtailment Priority | INT |  |  |  | Numeric priority assigned to this transmission service request for curtailment ordering during periods of transmission congestion or system emergencies. Lower numbers indicate higher priority (curtailed last). Firm service receives higher priority than non-firm. | FERC OATT Pro Forma Section 13; NERC EOP-001
operational_coordination | service_request | denial_reason | Request Denial Reason | STRING |  |  |  | Explanation of the reason for denial or conditional approval of the transmission service request, such as insufficient ATC, reliability violations, or failure to execute a service agreement. Null for approved or pending requests. Required for FERC OATT non-discrimination compliance. | FERC Order 888; FERC Order 890; OATT Pro Forma
operational_coordination | service_request | deposit_amount_usd | Study Deposit Amount (USD) | DECIMAL(14,2) | confidential |  |  | The deposit amount in US Dollars collected from the requesting entity to fund the feasibility, system impact, and facilities studies. Refundable or credited against final upgrade costs per OATT provisions. | FERC Order 2003; OATT Pro Forma Section 36
operational_coordination | service_request | deposit_received_date | Study Deposit Received Date | DATE |  |  |  | Date on which the study deposit was received from the requesting entity. Receipt of deposit typically triggers the start of the study process under OATT timelines. | FERC Order 2003; OATT Pro Forma Section 36
operational_coordination | service_request | estimated_upgrade_cost_usd | Estimated Network Upgrade Cost (USD) | DECIMAL(18,2) | confidential |  |  | Estimated cost in US Dollars of transmission network upgrades required to accommodate the requested service, as determined by the Facilities Study. Used for cost allocation, Contribution in Aid of Construction (CIAC) determination, and rate case support. | FERC Order 2003; FERC Order 679; OATT Pro Forma
operational_coordination | service_request | facilities_study_completion_date | Facilities Study Completion Date | DATE |  |  |  | Date on which the Facilities Study was completed and results were communicated to the requesting entity. Triggers the service agreement negotiation phase. | FERC Order 2003; OATT Pro Forma Section 36
operational_coordination | service_request | facilities_study_status | Facilities Study Status | STRING |  | not_required¦pending¦in_progress¦complete¦waived |  | Current status of the Facilities Study identifying the specific transmission upgrades or new facilities required to accommodate the requested service. Third and final study phase under FERC Order 2003. | FERC Order 2003; OATT Pro Forma Section 36
operational_coordination | service_request | feasibility_study_completion_date | Feasibility Study Completion Date | DATE |  |  |  | Date on which the feasibility study was completed and results were communicated to the requesting entity. Used for FERC-mandated study timeline compliance tracking. | FERC Order 2003; OATT Pro Forma Section 36
operational_coordination | service_request | feasibility_study_status | Feasibility Study Status | STRING |  | not_required¦pending¦in_progress¦complete¦waived |  | Current status of the feasibility study conducted to assess whether the requested transmission service can be accommodated on the existing grid without violating reliability criteria. First study phase under FERC Order 2003 interconnection process. | FERC Order 2003; FERC Order 2003-A; OATT Pro Forma
operational_coordination | service_request | ferc_filing_reference | Federal Energy Regulatory Commission (FERC) Filing Reference | STRING |  |  |  | FERC docket number or filing reference associated with this transmission service request, if the request or resulting agreement requires a FERC filing (e.g., for long-term firm service agreements). Links to regulatory docket tracking. | FERC Order 888; FERC Rules of Practice and Procedure 18 CFR Part 385
operational_coordination | service_request | firmness_indicator | Service Firmness Indicator | STRING |  | firm¦non_firm |  | Indicates whether the requested transmission service is firm (reserved, curtailed last) or non-firm (interruptible, curtailed first during congestion). Drives curtailment priority and pricing under the OATT. | FERC OATT Pro Forma Section 14; FERC Order 888
operational_coordination | service_request | nerc_path_designation | North American Electric Reliability Corporation (NERC) Path Designation | STRING |  |  |  | The NERC-designated transmission path or flowgate associated with this service request. Used for reliability assessments, Available Transfer Capability (ATC) calculations, and congestion management. | NERC FAC-002; NERC MOD-001; FERC OATT
operational_coordination | service_request | oasis_queue_number | Open Access Same-Time Information System (OASIS) Queue Number | STRING |  |  |  | The externally-known queue number assigned by the OASIS portal when the transmission service request is submitted. Used for FERC OATT compliance tracking and public disclosure of transmission queue position. | FERC Order 889; OATT Pro Forma Section 13
operational_coordination | service_request | point_of_delivery | Point of Delivery (POD) | STRING |  |  |  | The designated point on the transmission provider's system where energy exits the grid for delivery to the requesting entity. Defined per OATT and corresponds to a specific substation or load node. Industry-standard term: POD. | FERC OATT Pro Forma Section 1; NERC Glossary
operational_coordination | service_request | request_notes | Request Notes | STRING |  |  |  | Free-text field for transmission planners and OATT administrators to record supplemental information, special conditions, study assumptions, or coordination notes related to the service request. Not used for structured data. | FERC OATT Pro Forma
operational_coordination | service_request | request_status | Transmission Service Request Status | STRING |  |  |  | Current lifecycle state of the transmission service request, tracking progression from initial submission through feasibility, system impact, and facilities studies to final disposition. [ENUM-REF-CANDIDATE: pending¦under_study¦conditionally_approved¦approved¦denied¦withdrawn¦superseded — promote to reference product] | FERC OATT Pro Forma; NERC FAC-002
operational_coordination | service_request | requested_capacity_mw | Requested Transmission Capacity (MW) | DECIMAL(10,3) |  |  |  | The amount of transmission capacity requested by the eligible customer, expressed in Megawatts (MW). This is the principal quantitative fact of the service request and drives feasibility and system impact study scope. | FERC OATT Pro Forma Section 17; NERC FAC-002
operational_coordination | service_request | requested_end_date | Requested Service End Date | DATE |  |  |  | The date on which the requesting entity desires transmission service to terminate. Null for open-ended or long-term service requests. Used for capacity planning and OATT compliance. | FERC OATT Pro Forma Section 17
operational_coordination | service_request | requested_start_date | Requested Service Start Date | DATE |  |  |  | The date on which the requesting entity desires transmission service to commence. Used for scheduling, capacity reservation, and OATT compliance tracking. | FERC OATT Pro Forma Section 17
operational_coordination | service_request | requesting_entity_duns | Requesting Entity Data Universal Numbering System (DUNS) Number | STRING | confidential | '^[0-9]{9}$ |  | Nine-digit DUNS number uniquely identifying the requesting entity for FERC regulatory reporting and OASIS registration. Required for FERC Form 1 and OATT compliance filings. | FERC Order 889; OASIS Standards
operational_coordination | service_request | requesting_entity_name | Requesting Entity Name | STRING | confidential |  |  | Legal name of the entity requesting transmission service under the OATT. May be a load-serving entity, independent power producer, energy marketer, or other eligible customer. Retained for reporting without requiring a join. | FERC OATT Pro Forma; FERC Order 888
operational_coordination | service_request | rto_iso_region | Regional Transmission Organization / Independent System Operator (RTO/ISO) Region | STRING |  |  |  | The RTO or ISO region in which the transmission service request is filed. Determines applicable tariff, market rules, and regulatory jurisdiction for the service. [ENUM-REF-CANDIDATE: MISO¦PJM¦CAISO¦SPP¦ERCOT¦NYISO¦ISO_NE¦SERC¦non_rto — promote to reference product] | FERC Order 2000; FERC Order 888
operational_coordination | service_request | service_agreement_number | Transmission Service Agreement Number | STRING |  |  |  | Reference number of the executed Transmission Service Agreement (TSA) resulting from an approved service request. Links the request to the binding contractual instrument filed with FERC. Null until agreement is executed. | FERC OATT Pro Forma; FERC Order 888
operational_coordination | service_request | service_request_id | Service Request Identifier | BIGINT |  |  |  | Primary key for service_request |  | TRUE
operational_coordination | service_request | service_term_type | Service Term Type | STRING |  | short_term¦long_term¦monthly¦annual¦multi_year |  | Classification of the duration of the requested transmission service. Long-term firm service (one year or more) has different OATT rights and study requirements than short-term service. Drives tariff rate application. | FERC OATT Pro Forma Sections 14-15; FERC Order 888
operational_coordination | service_request | service_type | Transmission Service Type | STRING |  | firm_ptp¦non_firm_ptp¦nits¦secondary_network¦other |  | Classification of the transmission service being requested under the OATT. Firm Point-to-Point (PTP) provides reserved capacity with curtailment priority; Non-Firm PTP is interruptible; Network Integration Transmission Service (NITS) serves network load. [ENUM-REF-CANDIDATE: firm_ptp¦non_firm_ptp¦nits¦secondary_network¦other — promote to reference product] | FERC OATT Pro Forma Sections 14-36; FERC Order 888
operational_coordination | service_request | sink_load_name | Sink Load Name | STRING |  |  |  | Name or identifier of the load or sink associated with the transmission service request at the point of delivery. Used for network modeling and system impact study analysis. | FERC OATT Pro Forma; NERC FAC-002
operational_coordination | service_request | source_resource_name | Source Generation Resource Name | STRING |  |  |  | Name or identifier of the generation resource or energy source associated with the transmission service request at the point of receipt. Used for interconnection queue coordination and system impact studies. | FERC Order 2003; FERC OATT Pro Forma
operational_coordination | service_request | submission_timestamp | Request Submission Timestamp | TIMESTAMP |  |  |  | The date and time the transmission service request was formally submitted to the transmission provider via the OASIS portal. This is the principal business event timestamp establishing queue priority. | FERC Order 888; OATT Pro Forma Section 17
operational_coordination | service_request | system_impact_study_completion_date | System Impact Study (SIS) Completion Date | DATE |  |  |  | Date on which the System Impact Study was completed and results were communicated to the requesting entity. FERC mandates specific timelines for study completion under the OATT. | FERC Order 2003; OATT Pro Forma Section 36
operational_coordination | service_request | system_impact_study_status | System Impact Study (SIS) Status | STRING |  | not_required¦pending¦in_progress¦complete¦waived |  | Current status of the System Impact Study (SIS) evaluating the effect of the requested transmission service on the reliability and security of the bulk electric system. Second study phase under FERC Order 2003. | FERC Order 2003; NERC FAC-002; OATT Pro Forma
operational_coordination | service_request | tariff_rate_schedule | Open Access Transmission Tariff (OATT) Rate Schedule | STRING |  |  |  | The specific OATT rate schedule applicable to this transmission service request (e.g., Schedule 7 for firm PTP, Schedule 8 for non-firm PTP). Determines the transmission rate and ancillary service charges applied. | FERC OATT Pro Forma; FERC Order 888
operational_coordination | service_request | transmission_provider_code | Transmission Provider Code | STRING |  |  |  | NERC-assigned or FERC-registered code identifying the transmission provider (utility) responsible for processing this service request. Required for OASIS filings and FERC Form 1 reporting. | FERC Order 889; NERC Glossary; OASIS Standards
operational_coordination | service_request | transmission_rate_mw_per_year | Transmission Rate (USD per MW per Year) | DECIMAL(12,4) | confidential |  |  | The applicable transmission rate in US Dollars per Megawatt per year as specified in the OATT rate schedule for this service request. Used for revenue requirement calculation and billing. | FERC OATT Pro Forma; FERC Form 1
operational_coordination | service_request | updated_timestamp | Record Last Updated Timestamp | TIMESTAMP |  |  |  | Timestamp when this transmission service request record was last modified in the data platform. Used for change tracking and incremental data processing. | SOX Section 404; FERC Record Retention
operational_coordination | service_request | withdrawal_date | Request Withdrawal Date | DATE |  |  |  | Date on which the requesting entity formally withdrew the transmission service request from the queue. Null for active or completed requests. Used for queue management and capacity release tracking. | FERC OATT Pro Forma Section 13; FERC Order 890
operational_coordination | switching_order | authorizing_operator_id | Authorizing Operator ID | BIGINT | confidential |  | transmission.operator.operator_id | Identifier of the transmission system operator or supervisor who approved and authorized the switching order for execution. Required for compliance with switching authority protocols. | NERC Standard PER-003-2 (Operating Personnel Credentials)
operational_coordination | switching_order | compliance_event_id | Compliance Event Id (Foreign Key) | BIGINT |  |  | regulatory.compliance_event.compliance_event_id | Foreign key linking to regulatory.compliance_event. Business justification: Switching errors or unauthorized operations result in NERC TOP/IRO standard violations requiring compliance event tracking. Business process: self-reporting of switching violations, operations audit t | Internal - LLM Generated Cross-Domain Link
operational_coordination | switching_order | executing_crew_id | Executing Crew ID | BIGINT |  |  | transmission.crew.crew_id | Identifier of the field crew assigned to physically execute the switching operations. Links to workforce management system for crew scheduling and dispatch. | OSHA 29 CFR 1910.269 (Electric Power Generation, Transmission, and Distribution)
operational_coordination | switching_order | opex_transaction_id | Opex Transaction Id (Foreign Key) | BIGINT |  |  | finance.opex_transaction.opex_transaction_id | Foreign key linking to finance.opex_transaction. Business justification: Switching operations incur labor and operational costs recorded in O&M expense accounts. Required for functional cost allocation to transmission operations, maintenance expense tracking, and FERC func | Internal - LLM Generated Cross-Domain Link
operational_coordination | switching_order | outage_id | Transmission Outage ID | BIGINT |  |  | transmission.outage.outage_id | Identifier of the associated transmission outage record that this switching order supports. Links to the broader outage management workflow and NERC Transmission Availability Data System (TADS) reporting. | NERC Standard TOP-003-4 (Operational Reliability Data)
operational_coordination | switching_order | superseded_switching_order_id |  | BIGINT | self_ref_fk |  | transmission.switching_order.switching_order_id | Self-referencing FK on switching_order (superseded_switching_order_id)
operational_coordination | switching_order | switched_line_id | Switched Line Id (Foreign Key) | BIGINT |  |  | transmission.line.line_id | Foreign key linking to transmission.line. Business justification: Switching orders operate on specific transmission elements. The current schema uses polymorphic pattern (transmission_element_reference BIGINT + transmission_element_name STRING + transmission_element | Internal - LLM Generated Cross-Domain Link
operational_coordination | switching_order | switched_transformer_id | Switched Transformer Id (Foreign Key) | BIGINT |  |  | transmission.transformer.transformer_id | Foreign key linking to transmission.transformer. Business justification: Switching orders also operate on transformers. This FK links switching orders to transformers being switched. Together with switched_line_id, replaces the polymorphic transmission_element_reference pa | Internal - LLM Generated Cross-Domain Link
operational_coordination | switching_order | transmission_substation_id | Transmission Substation ID | BIGINT |  |  | transmission.transmission_substation.transmission_substation_id | Identifier of the transmission substation where the switching operation will be performed. Links to transmission substation master data. | IEEE Std 1686-2013 (Substation Intelligent Electronic Devices Cyber Security Capabilities)
operational_coordination | switching_order | actual_end_datetime | Actual End Date and Time | TIMESTAMP |  |  |  | Actual date and time when the switching operation was completed. Enables calculation of actual duration and comparison against planned schedule for operational efficiency metrics. | NERC Standard IRO-005-6 (Reliability Coordination - Current Day Operations)
operational_coordination | switching_order | actual_start_datetime | Actual Start Date and Time | TIMESTAMP |  |  |  | Actual date and time when the switching operation execution began. Used for performance tracking, variance analysis, and regulatory reporting of switching activities. | NERC Standard IRO-005-6 (Reliability Coordination - Current Day Operations)
operational_coordination | switching_order | approval_timestamp | Approval Timestamp | TIMESTAMP |  |  |  | Date and time when the switching order was formally approved by the authorizing operator. Marks the transition from draft to approved status and authorization for execution. | NERC Standard IRO-005-6 (Reliability Coordination - Current Day Operations)
operational_coordination | switching_order | authorizing_operator_name | Authorizing Operator Name | STRING | confidential |  |  | Full name of the transmission system operator or supervisor who approved and authorized the switching order for execution. | NERC Standard PER-003-2 (Operating Personnel Credentials)
operational_coordination | switching_order | bes_element_flag | Bulk Electric System (BES) Element Flag | BOOLEAN |  |  |  | Indicates whether the transmission element being switched is classified as part of the Bulk Electric System under NERC definitions. BES elements require additional coordination and reporting. | NERC Glossary of Terms (Bulk Electric System Definition)
operational_coordination | switching_order | cancellation_reason | Cancellation Reason | STRING |  |  |  | Explanation of why the switching order was cancelled. Common reasons include weather conditions, equipment unavailability, system conditions, or work completion by alternative means. | NERC Standard TOP-004-4 (Transmission Operations)
operational_coordination | switching_order | cancellation_timestamp | Cancellation Timestamp | TIMESTAMP |  |  |  | Date and time when the switching order was cancelled. Populated only for orders that were cancelled before completion. | NERC Standard IRO-005-6 (Reliability Coordination - Current Day Operations)
operational_coordination | switching_order | clearance_tag_reference | Clearance Tag Reference | STRING |  |  |  | Reference number or identifier of the physical clearance tag(s) or tagout permit(s) associated with this switching order. Used for lockout/tagout compliance and worker safety protection. | OSHA 29 CFR 1910.147 (The Control of Hazardous Energy - Lockout/Tagout)
operational_coordination | switching_order | contingency_analysis_performed_flag | Contingency Analysis Performed Flag | BOOLEAN |  |  |  | Indicates whether a contingency analysis was performed to assess system reliability impacts of the switching operation. Required for planned outages affecting BES elements. | NERC Standard TOP-002-4 (Operations Planning)
operational_coordination | switching_order | control_area | Control Area | STRING |  |  |  | Balancing Authority control area where the switching operation occurs. Used for coordination of generation and load balancing during switching activities. | NERC Standard BAL-001-2 (Real Power Balancing Control Performance)
operational_coordination | switching_order | created_timestamp | Record Created Timestamp | TIMESTAMP |  |  |  | Date and time when this switching order record was first created in the system. Used for audit trail and operational analytics. | SOX Section 404 (Management Assessment of Internal Controls)
operational_coordination | switching_order | ems_reference | Energy Management System (EMS) Reference ID | STRING |  |  |  | Reference identifier from the Energy Management System (ABB or GE EMS) where this switching order was created or synchronized. Enables bidirectional integration between EMS and switching order management. | IEEE Std 1815-2012 (DNP3 - Distributed Network Protocol) |  | TRUE | EMS reference ID is a cross-reference to the switching order's representation in the Energy Management System. This is an external system identifier for integration purposes.
operational_coordination | switching_order | executing_crew_name | Executing Crew Name | STRING |  |  |  | Name or designation of the field crew assigned to physically execute the switching operations. | OSHA 29 CFR 1910.269 (Electric Power Generation, Transmission, and Distribution)
operational_coordination | switching_order | last_updated_timestamp | Record Last Updated Timestamp | TIMESTAMP |  |  |  | Date and time when this switching order record was most recently modified. Tracks the latest change to any field in the record for change management and audit purposes. | SOX Section 404 (Management Assessment of Internal Controls)
operational_coordination | switching_order | load_impact_mw | Load Impact (MW) | DECIMAL(12,2) |  |  |  | Estimated or actual load in megawatts that will be interrupted or affected by this switching operation. Used for customer impact assessment and restoration priority planning. | IEEE Std 1366-2012 (Electric Power Distribution Reliability Indices)
operational_coordination | switching_order | nerc_cip_applicable_flag | NERC CIP Applicable Flag | BOOLEAN |  |  |  | Indicates whether this switching order involves Critical Infrastructure Protection (CIP) assets requiring cyber security and physical security controls under NERC CIP standards. | NERC Standard CIP-002-5.1a (BES Cyber System Categorization)
operational_coordination | switching_order | nerc_iro_compliance_flag | NERC IRO Compliance Flag | BOOLEAN |  |  |  | Indicates whether this switching order requires coordination with the Reliability Coordinator under NERC Interchange and Reliability Operations (IRO) standards. True for switching operations affecting Bulk Electric System (BES) reliability. | NERC Standard IRO-005-6 (Reliability Coordination - Current Day Operations)
operational_coordination | switching_order | notes | Switching Order Notes | STRING |  |  |  | Free-form text field for additional operational notes, special instructions, coordination requirements, or lessons learned. Used by operators and field crews for information not captured in structured fields. | NERC Standard COM-002-4 (Operating Personnel Communications Protocols)
operational_coordination | switching_order | oms_reference | Outage Management System (OMS) Reference ID | STRING |  |  |  | Reference identifier from the Outage Management System (Schneider Electric AMS or GE PowerOn) where this switching order was created or synchronized. Links switching operations to outage restoration workflows. | IEEE Std 1815-2012 (DNP3 - Distributed Network Protocol) |  | TRUE | OMS (Outage Management System) reference ID is a cross-reference to the switching order's representation in the OMS. This is an external system identifier for integration purposes.
operational_coordination | switching_order | order_number | Switching Order Number | STRING |  |  |  | Human-readable business identifier for the switching order, typically assigned by the Energy Management System (EMS) or Outage Management System (OMS). Used by transmission dispatchers and field crews for operational reference. | NERC Standard IRO-005-6 (Reliability Coordination - Current Day Operations)
operational_coordination | switching_order | order_status | Switching Order Status | STRING |  | draft¦approved¦in_progress¦completed¦cancelled¦suspended |  | Current lifecycle status of the switching order. Tracks progression from draft through approval, execution, and completion or cancellation. | NERC Standard IRO-005-6 (Reliability Coordination - Current Day Operations)
operational_coordination | switching_order | order_type | Switching Order Type | STRING |  | planned¦emergency¦maintenance¦restoration¦testing¦commissioning |  | Classification of the switching order based on operational purpose. Planned orders support scheduled maintenance or outages; emergency orders respond to unplanned events; restoration orders return equipment to service. | NERC Standard TOP-004-4 (Transmission Operations)
operational_coordination | switching_order | planned_end_datetime | Planned End Date and Time | TIMESTAMP |  |  |  | Scheduled date and time when the switching operation is planned to be completed and equipment returned to normal state. Critical for outage duration planning and customer impact assessment. | NERC Standard IRO-005-6 (Reliability Coordination - Current Day Operations)
operational_coordination | switching_order | planned_start_datetime | Planned Start Date and Time | TIMESTAMP |  |  |  | Scheduled date and time when the switching operation is planned to begin. Used for coordination with field crews, outage scheduling, and system operator shift planning. | NERC Standard IRO-005-6 (Reliability Coordination - Current Day Operations)
operational_coordination | switching_order | priority | Switching Order Priority | STRING |  | critical¦high¦normal¦low |  | Operational priority level assigned to the switching order. Critical priority indicates immediate safety or reliability concerns requiring expedited execution. | NERC Standard TOP-001-5 (Transmission Operations)
operational_coordination | switching_order | requesting_operator_code | Requesting Operator ID | STRING | confidential |  |  | Identifier of the transmission system operator or dispatcher who initiated the switching order request. Used for accountability and audit trail purposes. | NERC Standard PER-003-2 (Operating Personnel Credentials) |  | TRUE | [AUTO-COERCED-FINAL: LINK target 'workforce.employee.employee_id' is not a canonical product in this model — keeping as standalone column to avoid soft-accept of an invalid FK. alias=fmfl-final-sanitize] The requesting operator is a person/role — a grid operator who requests a switching operation. Per the person/role rule, this should link to a person table. However, there is no workforce.employee table in the model. Checking the full table list... there is no workforce domain at all. This operator is an internal employee role.
operational_coordination | switching_order | requesting_operator_name | Requesting Operator Name | STRING | confidential |  |  | Full name of the transmission system operator or dispatcher who initiated the switching order request. | NERC Standard PER-003-2 (Operating Personnel Credentials)
operational_coordination | switching_order | rto_iso_notification_flag | RTO/ISO Notification Flag | BOOLEAN |  |  |  | Indicates whether this switching order requires notification to the Regional Transmission Organization (RTO) or Independent System Operator (ISO) due to potential impact on transmission capacity or market operations. | FERC Order 888 (Open Access Transmission Tariff)
operational_coordination | switching_order | rto_iso_region | RTO/ISO Region | STRING |  |  |  | Name or code of the Regional Transmission Organization or Independent System Operator region where this switching operation occurs. Examples include PJM, MISO, CAISO, SPP, ERCOT, NYISO, ISO-NE. | FERC Order 2000 (Regional Transmission Organizations)
operational_coordination | switching_order | safety_ground_placement | Safety Ground Placement | STRING |  |  |  | Description of safety ground locations and installation requirements for this switching order. Specifies where protective grounds must be installed to protect workers from induced voltage or backfeed. | OSHA 29 CFR 1910.269 (Electric Power Generation, Transmission, and Distribution)
operational_coordination | switching_order | substation_name | Transmission Substation Name | STRING |  |  |  | Name of the transmission substation where the switching operation will be performed. Used for field crew dispatch and geographic coordination. | IEEE Std 1686-2013 (Substation Intelligent Electronic Devices Cyber Security Capabilities)
operational_coordination | switching_order | switching_order_id | Switching Order ID | BIGINT |  |  |  | Unique identifier for the switching order. Primary key for the switching order record. | IEEE Std 1686-2013 (Substation Intelligent Electronic Devices Cyber Security Capabilities) | TRUE
operational_coordination | switching_order | switching_sequence_steps | Switching Sequence Steps | STRING |  |  |  | Detailed step-by-step instructions for the switching operation sequence. Specifies the order of breaker and disconnect operations, verification steps, and safety checkpoints. May reference standard operating procedures. | NERC Standard TOP-004-4 (Transmission Operations)
operational_coordination | switching_order | transfer_capability_impact_mw | Transfer Capability Impact (MW) | DECIMAL(12,2) |  |  |  | Estimated reduction in Available Transfer Capability (ATC) in megawatts resulting from this switching operation. Critical for transmission service scheduling and market operations. | NERC Standard MOD-001-2 (Available Transfer Capability)
operational_coordination | switching_order | voltage_level_kv | Voltage Level (kV) | DECIMAL(10,2) |  |  |  | Nominal voltage class in kilovolts of the transmission element being switched. Critical for determining safety clearance distances and personal protective equipment requirements. | IEEE Std 1427-2006 (Guide for Recommended Electrical Clearances and Insulation Levels in Air-Insulated Electrical Power Substations)
operational_coordination | switching_order | work_order_reference | Work Order Reference | STRING |  |  |  | Reference number of the maintenance or construction work order that necessitates this switching operation. Links to Enterprise Asset Management (EAM) system for work coordination. | ISO 55000:2014 (Asset Management)
operational_coordination | tariff_rate | cost_center_id | Cost Center Id (Foreign Key) | BIGINT |  |  | finance.cost_center.cost_center_id | Foreign key linking to finance.cost_center. Business justification: Tariff rates are developed using cost center data for functionalization and classification in cost-of-service rate cases. Link supports revenue requirement allocation, rate design, and FERC tariff fil | Internal - LLM Generated Cross-Domain Link
operational_coordination | tariff_rate | rate_schedule_id | Rate Schedule ID | BIGINT |  |  | billing.rate_schedule.rate_schedule_id | Externally-known identifier for the FERC-approved transmission rate schedule under the Open Access Transmission Tariff (OATT). Examples include network integration transmission service, point-to-point firm, point-to-point non-firm, and ancillary service schedules. | FERC Order 888, FERC Order 890
operational_coordination | tariff_rate | receipt_substation_id | Receipt Substation Id (Foreign Key) | BIGINT |  |  | transmission.transmission_substation.transmission_substation_id | Foreign key linking to transmission.transmission_substation. Business justification: Tariff rates are defined for specific transmission paths (point of receipt to point of delivery). Normalizing point_of_receipt STRING to FK to transmission_substation. | Internal - LLM Generated Cross-Domain Link
operational_coordination | tariff_rate | tariff_schedule_id | Tariff Schedule Id (Foreign Key) | BIGINT |  |  | regulatory.tariff_schedule.tariff_schedule_id | Foreign key linking to regulatory.tariff_schedule. Business justification: Transmission tariff rates implement commission-approved tariff schedules (OATT rates). Business process: rate reconciliation between billing system and regulatory approval, tariff sheet cross-referenc | Internal - LLM Generated Cross-Domain Link
operational_coordination | tariff_rate | allowed_roe_percent | Allowed Return on Equity (ROE) Percent | DECIMAL(5,2) |  |  |  | FERC-approved return on equity percentage used in the cost-of-service calculation for this transmission rate. Represents the allowed profit margin on transmission investment. Typically ranges from 9% to 12% for transmission utilities. | FERC Order 888, FERC ROE Policy Statements
operational_coordination | tariff_rate | ancillary_service_rate | Ancillary Service Rate | DECIMAL(12,4) |  |  |  | Rate component for ancillary services required to support transmission service, including scheduling, system control, reactive supply, voltage support, regulation, frequency response, operating reserves, and energy imbalance. Expressed in dollars per unit (kW or MWh depending on service type). | FERC Order 888, NERC Reliability Standards
operational_coordination | tariff_rate | approval_date | Approval Date | DATE |  |  |  | Date on which FERC or the applicable Public Utility Commission (PUC) approved this transmission rate for use. Null for rates that are still pending approval or were rejected. | FERC Order 888, State PUC Regulations
operational_coordination | tariff_rate | approval_status | Approval Status | STRING |  |  |  | Current regulatory approval status of the transmission rate. Draft rates are under internal development; filed rates have been submitted to FERC; pending rates are under FERC review; approved rates are effective; rejected rates were not accepted; suspended rates are under investigation; superseded rates have been replaced by newer filings. [ENUM-REF-CANDIDATE: draft¦filed¦pending_ferc_review¦approved¦rejected¦suspended¦superseded — 7 candidates stripped; promote to reference product] | FERC eTariff Filing System, FERC Order 888
operational_coordination | tariff_rate | approving_authority | Approving Authority | STRING |  | FERC¦state_puc¦rto_iso¦internal |  | Regulatory body or authority that approved this transmission rate. FERC has jurisdiction over interstate transmission rates under the Federal Power Act; state PUCs may have jurisdiction over intrastate rates; RTO/ISO may approve rates under delegated authority; internal indicates rates set under formula rate mechanisms. | Federal Power Act Section 205, FERC Order 888
operational_coordination | tariff_rate | congestion_charge_applicable_flag | Congestion Charge Applicable Flag | BOOLEAN |  |  |  | Indicates whether transmission congestion charges (based on Locational Marginal Price differences) apply in addition to the stated transmission rate. Typically true in RTO/ISO markets with nodal pricing. | FERC Order 888, RTO/ISO Tariff Standards
operational_coordination | tariff_rate | created_timestamp | Created Timestamp | TIMESTAMP |  |  |  | Timestamp when this transmission rate record was first created in the system. Used for audit trail and data lineage tracking. | Internal Data Governance Standards
operational_coordination | tariff_rate | currency_code | Currency Code | STRING |  | USD |  | Three-letter ISO 4217 currency code for all monetary amounts in this rate record. Utility Company operates exclusively in United States dollars (USD). | ISO 4217
operational_coordination | tariff_rate | demand_charge_per_kw_month | Demand Charge per Kilowatt (kW) per Month | DECIMAL(12,4) |  |  |  | Monthly demand charge component of the transmission rate, expressed in dollars per kilowatt (kW) of reserved transmission capacity per month. This is the primary cost driver for firm transmission service. | FERC Order 888, FERC Accounting Standards
operational_coordination | tariff_rate | discount_policy_flag | Discount Policy Flag | BOOLEAN |  |  |  | Indicates whether this rate schedule permits discounting below the stated maximum rate. FERC allows transmission providers to offer discounted rates for competitive reasons, subject to non-discrimination requirements. | FERC Order 888, FERC Discount Policy Statement
operational_coordination | tariff_rate | effective_date | Effective Date | DATE |  |  |  | Date on which this transmission rate becomes effective and applicable to transmission service agreements. Rates cannot be applied retroactively prior to FERC approval and the effective date specified in the tariff filing. | FERC Order 888, FERC Tariff Filing Standards
operational_coordination | tariff_rate | energy_charge_per_mwh | Energy Charge per Megawatt-Hour (MWh) | DECIMAL(12,4) |  |  |  | Energy-based charge component of the transmission rate, expressed in dollars per megawatt-hour (MWh) of energy transmitted. Typically applies to non-firm or short-term point-to-point service. | FERC Order 888, FERC Accounting Standards
operational_coordination | tariff_rate | expiration_date | Expiration Date | DATE |  |  |  | Date on which this transmission rate expires and is superseded by a new rate schedule. Nullable for rates that remain in effect until explicitly superseded by a subsequent FERC-approved filing. | FERC Order 888, FERC Tariff Filing Standards
operational_coordination | tariff_rate | ferc_docket_number | Federal Energy Regulatory Commission (FERC) Docket Number | STRING |  | '^(ER¦EL¦RM)[0-9]{2}-[0-9]{3,5}(-[0-9]{3})?$ |  | FERC docket number under which this transmission rate was filed, reviewed, and approved. Format follows FERC convention: ER (Electric Rate), EL (Electric Litigation), or RM (Rulemaking) followed by year and sequential number. | FERC eTariff Filing System, FERC Docket Management
operational_coordination | tariff_rate | last_modified_timestamp | Last Modified Timestamp | TIMESTAMP |  |  |  | Timestamp when this transmission rate record was last updated. Used for audit trail and change tracking. | Internal Data Governance Standards
operational_coordination | tariff_rate | last_rate_case_date | Last Rate Case Date | DATE |  |  |  | Date of the most recent general transmission rate case filing that established or modified this rate. Rate cases are comprehensive regulatory proceedings to review and approve transmission revenue requirements and rate design. | FERC Rate Case Filing Requirements
operational_coordination | tariff_rate | loss_compensation_percent | Loss Compensation Percent | DECIMAL(5,2) | restricted,pii_financial |  |  | Percentage of transmitted energy that must be provided by the transmission customer to compensate for electrical losses on the transmission system. Typically ranges from 1% to 5% depending on distance and voltage class. | FERC Order 888, IEEE Transmission Loss Standards
operational_coordination | tariff_rate | maximum_reservation_kw | Maximum Reservation in Kilowatts (kW) | INT |  |  |  | Maximum transmission capacity reservation allowed under this rate schedule, expressed in kilowatts (kW). Null if no maximum applies. | FERC Order 888, OATT Service Standards
operational_coordination | tariff_rate | minimum_reservation_kw | Minimum Reservation in Kilowatts (kW) | INT |  |  |  | Minimum transmission capacity reservation required to qualify for this rate, expressed in kilowatts (kW). Some rate schedules have minimum thresholds below which different rates or service terms apply. | FERC Order 888, OATT Service Standards
operational_coordination | tariff_rate | nerc_region_code | North American Electric Reliability Corporation (NERC) Region Code | STRING |  |  |  | NERC regional reliability entity code indicating the geographic reliability region in which this transmission rate applies. Used for compliance reporting and reliability coordination. [ENUM-REF-CANDIDATE: WECC¦ERCOT¦MRO¦NPCC¦RF¦SERC¦TRE¦SPP — 8 candidates stripped; promote to reference product] | NERC Regional Entity Boundaries
operational_coordination | tariff_rate | next_rate_case_scheduled_date | Next Rate Case Scheduled Date | DATE |  |  |  | Scheduled date for the next general transmission rate case filing, if known. Null if no rate case is currently scheduled. Some formula rates update annually without full rate case proceedings. | FERC Rate Case Filing Requirements
operational_coordination | tariff_rate | point_of_delivery | Point of Delivery | STRING |  |  |  | Transmission system location or pricing node where power is withdrawn from the transmission system under a point-to-point transmission service agreement. Null for network integration transmission service. | FERC Order 888, OATT Point-to-Point Service Standards
operational_coordination | tariff_rate | rate_basis | Rate Basis | STRING |  | cost_of_service¦market_based¦formula_rate¦negotiated¦stated_rate |  | Methodology used to determine the transmission rate. Cost-of-service rates are based on embedded transmission system costs and allowed return on equity (ROE); market-based rates reflect competitive market conditions; formula rates adjust automatically based on actual costs; negotiated rates are bilaterally agreed; stated rates are fixed tariff rates. | FERC Order 888, FERC Policy Statement on Formula Rates
operational_coordination | tariff_rate | rate_pancaking_flag | Rate Pancaking Flag | BOOLEAN |  |  |  | Indicates whether this rate is subject to pancaking (multiple transmission rate charges applied sequentially as power crosses multiple transmission owner service territories). FERC has worked to eliminate pancaking through RTO/ISO formation. | FERC Order 888, FERC Order 2000
operational_coordination | tariff_rate | rate_type | Rate Type | STRING |  | network¦point_to_point¦ancillary_service¦generator_interconnection¦reactive_supply¦black_start |  | Classification of the transmission rate based on the type of service provided. Network rates apply to bundled transmission service; point-to-point rates apply to firm or non-firm transmission reservations; ancillary service rates cover scheduling, voltage support, and operating reserves. | FERC Order 888, NERC Reliability Standards
operational_coordination | tariff_rate | rate_zone_code | Rate Zone Code | STRING |  | '^[A-Z0-9_]{2,10}$ |  | Geographic or operational zone identifier to which this transmission rate applies. Rate zones segment the transmission system for cost allocation and pricing purposes, often aligned with load-serving areas or transmission owner territories. | FERC Tariff Filing Requirements, RTO/ISO Tariff Structures
operational_coordination | tariff_rate | reactive_supply_charge | Reactive Supply and Voltage Control Charge | DECIMAL(12,4) |  |  |  | Charge for reactive power supply and voltage control service necessary to maintain transmission system voltage within acceptable limits. Typically expressed in dollars per kilovar (kVAR) or as a percentage of demand charge. | FERC Order 888, IEEE Voltage Control Standards
operational_coordination | tariff_rate | rollover_rights_flag | Rollover Rights Flag | BOOLEAN |  |  |  | Indicates whether customers holding long-term firm point-to-point transmission service under this rate have rollover rights to renew their service at contract expiration, subject to system capability. | FERC Order 888, FERC Order 890
operational_coordination | tariff_rate | rto_iso_code | Regional Transmission Organization (RTO) or Independent System Operator (ISO) Code | STRING |  |  |  | Identifier for the RTO or ISO that administers this transmission rate, if applicable. Non-RTO indicates the transmission provider operates outside of an organized wholesale market. [ENUM-REF-CANDIDATE: CAISO¦ERCOT¦ISO_NE¦MISO¦NYISO¦PJM¦SPP¦non_rto — 8 candidates stripped; promote to reference product] | FERC Order 2000, NERC Regional Entity Registration
operational_coordination | tariff_rate | scheduling_coordination_charge | Scheduling, System Control, and Dispatch Charge | DECIMAL(12,4) |  |  |  | Charge for scheduling, system control, and dispatch services provided by the transmission provider to coordinate the movement of power across the transmission system. | FERC Order 888, NERC Reliability Standards
operational_coordination | tariff_rate | service_class | Service Class | STRING |  | firm¦non_firm¦conditional_firm |  | Indicates whether the transmission service is firm (guaranteed delivery with curtailment only under emergency conditions), non-firm (interruptible), or conditional firm (firm subject to specific conditions). | FERC Order 888, OATT Tariff Standards
operational_coordination | tariff_rate | source_system | Source System | STRING |  | SAP_IS_U¦Oracle_CCB¦FERC_eTariff¦Manual_Entry |  | Operational system of record from which this transmission rate data originated. Rates may be sourced from the Customer Information System (SAP IS-U or Oracle CC&B), directly from FERC eTariff filings, or entered manually by regulatory affairs staff. | Internal Data Lineage Standards
operational_coordination | tariff_rate | tariff_rate_id | Tariff Rate Identifier | BIGINT |  |  |  | Primary key for tariff_rate |  | TRUE
operational_coordination | tariff_rate | tariff_version | Tariff Version | STRING |  | '^[0-9]{1,3}\.[0-9]{1,3}(\.[0-9]{1,3})?$ |  | Version number of the OATT tariff document in which this rate is published. Follows semantic versioning convention to track tariff amendments and supersessions. | FERC eTariff Filing Requirements
operational_coordination | tariff_rate | transmission_owner_code | Transmission Owner Code | STRING |  | '^[A-Z0-9]{2,10}$ |  | Identifier for the transmission owner or transmission provider to whom this rate applies. In multi-owner transmission systems, different owners may have different rate schedules within the same OATT. | NERC Transmission Owner Registration, FERC Tariff Standards
operational_coordination | tariff_rate | voltage_class_kv | Voltage Class in Kilovolts (kV) | INT |  |  |  | Nominal voltage class of the transmission facilities to which this rate applies, expressed in kilovolts (kV). Common transmission voltage classes include 69 kV, 115 kV, 138 kV, 230 kV, 345 kV, 500 kV, and 765 kV. Higher voltage classes typically have different rate structures due to differences in cost and capacity. | IEEE Transmission Voltage Standards, NERC Bulk Electric System Definition
operational_coordination | transfer_capability | from_control_area_id | From Control Area Id (Foreign Key) | BIGINT |  |  | transmission.control_area.control_area_id | Foreign key linking to transmission.control_area. Business justification: Transfer capability is calculated between control areas. The transfer_capability table has from_area STRING. Normalizing to FK to control_area. Removes from_area string. | Internal - LLM Generated Cross-Domain Link
operational_coordination | transfer_capability | grid_topology_id | Base Case Topology Id (Foreign Key) | BIGINT |  |  | transmission.grid_topology.grid_topology_id | Foreign key linking to transmission.grid_topology. Business justification: Available Transfer Capability (ATC) calculations are performed against specific grid topology models (base cases). The base_case_name (STRING) should be replaced with a proper FK base_case_topology_id | Internal - LLM Generated Cross-Domain Link
operational_coordination | transfer_capability | superseded_by_transfer_capability_id | Superseded By Transmission Capacity ID | BIGINT |  |  | transmission.transfer_capability.transfer_capability_id | Reference to the transmission_capacity_id of the newer ATC calculation record that supersedes this one, when atc_status = SUPERSEDED. Enables lineage tracking of ATC revisions for audit and regulatory review. | 18 CFR §37 (FERC OASIS); NERC MOD-028
operational_coordination | transfer_capability | atc_mw | Available Transfer Capability (ATC) in Megawatts (MW) | DECIMAL(12,3) |  |  |  | Available Transfer Capability in megawatts (MW) — the measure of the transfer capability remaining in the physical transmission network for further commercial activity over and above already committed uses. Calculated as: ATC = TTC - TRM - CBM - Existing Commitments - Pending Commitments. This is the principal QUANTITATIVE_RESULT posted to OASIS for market participants. | NERC MOD-028; 18 CFR §37 (FERC OASIS)
operational_coordination | transfer_capability | atc_status | ATC Posting Status | STRING |  | POSTED¦REVISED¦SUPERSEDED¦WITHDRAWN¦PENDING |  | Current lifecycle status of this ATC calculation record. POSTED: active and visible on OASIS; REVISED: updated due to recalculation trigger; SUPERSEDED: replaced by a newer calculation for the same path/direction/horizon; WITHDRAWN: removed from OASIS posting; PENDING: calculated but not yet posted. This is the LIFECYCLE_STATUS for the ATC record. | 18 CFR §37 (FERC OASIS); NERC MOD-028
operational_coordination | transfer_capability | binding_constraint_type | Binding Constraint Type | STRING |  | THERMAL¦VOLTAGE¦STABILITY¦LOOP_FLOW¦OTHER |  | The type of physical constraint that is binding (limiting) the TTC and therefore ATC for this path or flowgate. THERMAL: current/thermal rating; VOLTAGE: voltage stability; STABILITY: transient/dynamic stability; LOOP_FLOW: unscheduled loop flow; OTHER: other constraint type. Informs congestion management and grid planning decisions. | NERC MOD-028; NERC TPL-001
operational_coordination | transfer_capability | calculation_engine | ATC Calculation Engine | STRING |  |  |  | Identifier or name of the system or software engine that performed the ATC calculation (e.g., 'ABB EMS ATC Module', 'GE EMS', 'Internal ATC Engine v2.1'). Supports auditability and traceability of calculation results to the source system. | NERC MOD-028; FERC OATT
operational_coordination | transfer_capability | cbm_mw | Capacity Benefit Margin (CBM) in Megawatts (MW) | DECIMAL(12,3) |  |  |  | Capacity Benefit Margin in megawatts (MW) — the amount of transmission transfer capability reserved by load-serving entities to ensure access to generation from interconnected systems to meet generation reliability requirements. Deducted from TTC in the ATC calculation per NERC MOD-030. | NERC MOD-030
operational_coordination | transfer_capability | comments | ATC Calculation Comments | STRING |  |  |  | Free-text field for analyst notes, special conditions, or explanatory remarks associated with this ATC calculation (e.g., reason for manual override, description of unusual topology condition, or coordination notes with neighboring utilities). | NERC MOD-028; FERC OATT
operational_coordination | transfer_capability | contingency_set | Contingency Set Applied | STRING |  |  |  | Name or identifier of the contingency set (N-1, N-1-1, or N-2 criteria) applied during the ATC calculation to ensure reliability under credible outage scenarios. Reflects the reliability criteria used per NERC TPL standards. | NERC TPL-001; NERC MOD-028
operational_coordination | transfer_capability | created_timestamp | Record Created Timestamp | TIMESTAMP |  |  |  | Date and time when this ATC calculation record was first created in the system. Serves as the RECORD_AUDIT_CREATED timestamp for data lineage and audit trail purposes in the Silver Layer lakehouse. | FERC OATT; NERC MOD-028
operational_coordination | transfer_capability | direction | Transfer Direction | STRING |  | FORWARD¦REVERSE |  | Direction of power flow for which ATC is calculated on the path or flowgate. FORWARD indicates the defined positive flow direction; REVERSE indicates the opposite direction. Both directions must be posted per NERC MOD and FERC OATT requirements. | NERC MOD-028; FERC OATT Pro Forma
operational_coordination | transfer_capability | existing_commitments_mw | Existing Transmission Commitments (ETC) in Megawatts (MW) | DECIMAL(12,3) |  |  |  | Total megawatts (MW) of transmission capacity already committed under existing confirmed transmission service agreements (firm and non-firm) at the time of this ATC calculation. Deducted from TTC along with TRM and CBM to derive ATC. | NERC MOD-028; FERC OATT Pro Forma
operational_coordination | transfer_capability | horizon_end_timestamp | Horizon End Timestamp | TIMESTAMP |  |  |  | End date and time of the study horizon period for which this ATC calculation is valid. Defines the closing boundary of the interval covered by this record. | NERC MOD-028; 18 CFR §37
operational_coordination | transfer_capability | horizon_start_timestamp | Horizon Start Timestamp | TIMESTAMP |  |  |  | Start date and time of the study horizon period for which this ATC calculation is valid. Represents the beginning of the interval (hourly, daily, weekly, or monthly) covered by this record. This is the principal BUSINESS_EVENT_TIMESTAMP for the ATC calculation. | NERC MOD-028; 18 CFR §37
operational_coordination | transfer_capability | is_coordinated_path | Coordinated Transmission Path Indicator | BOOLEAN |  |  |  | Indicates whether this transmission path requires coordinated ATC calculation with neighboring Transmission Providers or Balancing Authorities (True) or is calculated independently (False). Coordinated paths require inter-utility data exchange per NERC MOD-028. | NERC MOD-028; FERC OATT
operational_coordination | transfer_capability | is_firm_service | Firm Transmission Service Indicator | BOOLEAN |  |  |  | Indicates whether the ATC calculation applies to firm transmission service (True) or non-firm transmission service (False). Firm service has higher priority and cannot be curtailed except under emergency conditions; non-firm service may be curtailed to accommodate firm service. | FERC OATT Pro Forma; 18 CFR §37
operational_coordination | transfer_capability | loop_flow_adjustment_mw | Loop Flow Adjustment in Megawatts (MW) | DECIMAL(12,3) |  |  |  | Adjustment in megawatts (MW) applied to the ATC calculation to account for unscheduled loop flows (parallel path flows) that reduce the effective transfer capability of the path. Loop flow adjustments are required when parallel paths carry unscheduled power flows that consume capacity. | NERC MOD-028; NERC IRO-006
operational_coordination | transfer_capability | nerc_cip_applicable | NERC CIP Applicability Indicator | BOOLEAN |  |  |  | Indicates whether the transmission path or flowgate involves BES facilities subject to NERC CIP (Critical Infrastructure Protection) cybersecurity standards (True) or not (False). Relevant for data handling, access control, and security classification of associated operational data. | NERC CIP-002; NERC BES Definition
operational_coordination | transfer_capability | nerc_mod_methodology | NERC MOD Calculation Methodology | STRING |  | MOD-028¦MOD-029¦MOD-030 |  | The specific NERC MOD reliability standard methodology applied for this ATC calculation. MOD-028: Available Transfer Capability Methodology; MOD-029: Rated System Path Methodology; MOD-030: Flowgate Methodology. Identifies the approved calculation approach for regulatory audit purposes. | NERC MOD-028; NERC MOD-029; NERC MOD-030
operational_coordination | transfer_capability | oasis_posting_reference | OASIS Posting Reference Number | STRING |  |  |  | Unique reference number or transaction identifier assigned by the OASIS portal for this ATC posting. Used to cross-reference the internal ATC record with the publicly posted OASIS entry for audit and regulatory compliance under 18 CFR §37. | 18 CFR §37 (FERC OASIS)
operational_coordination | transfer_capability | oatt_tariff_rate_schedule | Open Access Transmission Tariff (OATT) Rate Schedule | STRING |  |  |  | The FERC-approved OATT rate schedule under which this transmission path's ATC is calculated and posted (e.g., 'Schedule 1 - Network Integration', 'Schedule 7 - Point-to-Point'). Links the ATC record to the applicable tariff provisions. | FERC OATT Pro Forma; 18 CFR §35
operational_coordination | transfer_capability | path_flowgate_code | Transmission Path / Flowgate Identifier | STRING |  |  |  | Externally-known identifier for the transmission path or flowgate for which ATC is being calculated and posted. Corresponds to the path/flowgate designation used in OASIS postings and NERC MOD studies (e.g., 'PATH-NW-01', 'FG-345-EAST'). This is the BUSINESS_IDENTIFIER for the ATC record. | NERC MOD-028; 18 CFR §37 (FERC OASIS) |  | TRUE | [AUTO-COERCED-FINAL: LINK target 'transmission.flowgate.flowgate_id' is not a canonical product in this model — keeping as standalone column to avoid soft-accept of an invalid FK. alias=fmfl-final-sanitize] Path flowgate references the flowgate associated with a transfer capability path. This links to the flowgate table being created for congestion_event.flowgate_id. Transfer capability and flowgates are directly related — ATC/TTC calculations depend on flowgate limits.
operational_coordination | transfer_capability | path_flowgate_name | Transmission Path / Flowgate Name | STRING |  |  |  | Human-readable name or description of the transmission path or flowgate (e.g., 'Northwest Import Path', 'Eastern 345kV Flowgate'). Used for display in OASIS postings and regulatory reports. | NERC MOD-028; FERC OATT
operational_coordination | transfer_capability | pending_commitments_mw | Pending Transmission Commitments in Megawatts (MW) | DECIMAL(12,3) |  |  |  | Total megawatts (MW) of transmission capacity reserved for pending (queued but not yet confirmed) transmission service requests at the time of this ATC calculation. Included in the ATC deduction per NERC MOD-028 to reflect capacity under evaluation. | NERC MOD-028; FERC OATT Pro Forma
operational_coordination | transfer_capability | posted_timestamp | OASIS Posting Timestamp | TIMESTAMP |  |  |  | Date and time when this ATC calculation was posted to the OASIS (Open Access Same-Time Information System) portal, making it publicly available to transmission customers and market participants. Required for FERC 18 CFR §37 compliance. | 18 CFR §37 (FERC OASIS)
operational_coordination | transfer_capability | recalculation_trigger | ATC Recalculation Trigger | STRING |  | TOPOLOGY_CHANGE¦SCHEDULE_UPDATE¦TLR_EVENT¦PERIODIC¦MANUAL¦OUTAGE_UPDATE |  | The event or condition that triggered this ATC recalculation. TOPOLOGY_CHANGE: network topology modification (line switching, outage); SCHEDULE_UPDATE: change in transmission schedules; TLR_EVENT: Transmission Loading Relief event; PERIODIC: routine scheduled recalculation; MANUAL: operator-initiated recalculation; OUTAGE_UPDATE: planned or forced outage affecting the path. [ENUM-REF-CANDIDATE: TOPOLOGY_CHANGE¦SCHEDULE_UPDATE¦TLR_EVENT¦PERIODIC¦MANUAL¦OUTAGE_UPDATE — promote to reference product] | NERC MOD-028; NERC IRO-006 (TLR)
operational_coordination | transfer_capability | rto_iso_region | Regional Transmission Organization (RTO) / Independent System Operator (ISO) Region | STRING |  |  |  | The RTO or ISO region within which this transmission path or flowgate is located or coordinated (e.g., 'PJM', 'MISO', 'WECC', 'SPP', 'CAISO'). Used for regional coordination, market settlement, and FERC jurisdictional reporting. | FERC Order 2000; NERC MOD-028
operational_coordination | transfer_capability | source_system | Source System | STRING |  | ABB_EMS¦GE_EMS¦OASIS_PORTAL¦ATC_ENGINE¦MANUAL |  | Identifies the operational source system from which this ATC record originated. ABB_EMS or GE_EMS: Energy Management System ATC module; OASIS_PORTAL: imported from OASIS posting; ATC_ENGINE: internal ATC calculation engine; MANUAL: manually entered by analyst. Supports data lineage in the Silver Layer. | NERC MOD-028; FERC OATT
operational_coordination | transfer_capability | stability_limit_mw | Stability Limit in Megawatts (MW) | DECIMAL(12,3) |  |  |  | The transient or dynamic stability limit in megawatts (MW) for the transmission path, representing the maximum power transfer before loss of synchronism. May be the binding constraint on TTC when stability governs over thermal or voltage limits. | NERC TPL-001; NERC MOD-028
operational_coordination | transfer_capability | study_analyst | ATC Study Analyst | STRING |  |  |  | Name or identifier of the transmission planning or operations analyst responsible for reviewing and approving this ATC calculation before OASIS posting. Supports accountability and audit trail for regulatory compliance. | NERC MOD-028; FERC OATT
operational_coordination | transfer_capability | study_horizon | ATC Study Horizon | STRING |  | HOURLY¦DAILY¦WEEKLY¦MONTHLY |  | Time horizon for which the ATC calculation applies. Determines the granularity of the posting: HOURLY (real-time/intraday), DAILY (next-day), WEEKLY, or MONTHLY. Required for OASIS posting categorization under 18 CFR §37. | 18 CFR §37 (FERC OASIS); NERC MOD-029
operational_coordination | transfer_capability | thermal_limit_mw | Thermal Rating Limit in Megawatts (MW) | DECIMAL(12,3) |  |  |  | The thermal (current-carrying) rating limit in megawatts (MW) for the transmission path or flowgate, representing the maximum continuous power flow before equipment damage risk. Used as a constraint in TTC and ATC calculations. | NERC FAC-008; NERC MOD-028
operational_coordination | transfer_capability | tlr_level | Transmission Loading Relief (TLR) Level | INT |  |  |  | The Transmission Loading Relief (TLR) level (1–6) in effect on this path at the time of the ATC calculation, if applicable. TLR is a NERC procedure to alleviate transmission overloads. A non-zero value indicates congestion-driven recalculation was triggered. | NERC IRO-006; NERC MOD-028
operational_coordination | transfer_capability | to_area | To Control Area / Balancing Authority | STRING |  |  |  | Name or identifier of the receiving (sink) control area or Balancing Authority Area for the transmission path. Defines the destination end of the transfer path for directional ATC calculations and OASIS postings. | NERC MOD-028; FERC OATT Pro Forma
operational_coordination | transfer_capability | transfer_capability_id | Transfer Capability Identifier | BIGINT |  |  |  | Primary key for transfer_capability |  | TRUE
operational_coordination | transfer_capability | transmission_provider | Transmission Provider Name | STRING |  |  |  | Name of the Transmission Provider (TP) responsible for calculating and posting this ATC value. Identifies the utility or entity with FERC OATT obligations for this path. This is the PARTY_REFERENCE for the ATC record (the responsible transmission owner/operator). | FERC OATT Pro Forma; 18 CFR §37
operational_coordination | transfer_capability | trm_mw | Transmission Reliability Margin (TRM) in Megawatts (MW) | DECIMAL(12,3) |  |  |  | Transmission Reliability Margin in megawatts (MW) — the amount of transmission transfer capability reserved to ensure that the interconnected transmission network is secure under a reasonable range of uncertainties in system conditions. Deducted from TTC in the ATC calculation per NERC MOD-029. | NERC MOD-029
operational_coordination | transfer_capability | ttc_mw | Total Transfer Capability (TTC) in Megawatts (MW) | DECIMAL(12,3) |  |  |  | Total Transfer Capability in megawatts (MW) — the maximum amount of electric power that can be transferred reliably over the interconnected transmission network in a reliable manner while meeting all applicable reliability criteria. Calculated per NERC MOD-028 methodology. TTC is the starting point for ATC derivation: ATC = TTC - TRM - CBM - existing commitments - pending commitments. | NERC MOD-028
operational_coordination | transfer_capability | updated_timestamp | Record Updated Timestamp | TIMESTAMP |  |  |  | Date and time when this ATC calculation record was last modified in the system. Serves as the RECORD_AUDIT_UPDATED timestamp for change tracking and data lineage in the Silver Layer lakehouse. | FERC OATT; NERC MOD-028
operational_coordination | transfer_capability | voltage_kv | Nominal Voltage (kV) | DECIMAL(8,2) |  |  |  | Nominal voltage level in kilovolts (kV) of the transmission path or flowgate (e.g., 115, 230, 345, 500, 765 kV). Identifies the BES voltage class of the facility, relevant for NERC CIP applicability and reliability standard compliance. | NERC BES Definition; IEEE C57
operational_coordination | transfer_capability | voltage_limit_mw | Voltage Stability Limit in Megawatts (MW) | DECIMAL(12,3) |  |  |  | The voltage stability limit in megawatts (MW) for the transmission path, representing the maximum power transfer before voltage collapse risk. May be the binding constraint on TTC when voltage stability governs over thermal limits. | NERC TPL-001; NERC MOD-028

## workforce
subdomain | product | attribute | business_glossary_term | type | tags | value_regex | foreign_key_to | description | reference | is_primary_key | llm_fk_skip | llm_fk_skip_reason
workforce_core | department | budget_amount_annual |  | DECIMAL(18,2) | confidential |  |  | The total annual operating budget allocated to the department in US dollars for the current fiscal year.
workforce_core | department | business_unit_id |  | BIGINT |  |  |  | Reference to the business unit or division to which this department belongs within the utility company organizational structure.
workforce_core | department | city |  | STRING | confidential,pii_address |  |  | City where the department is physically located. Organizational contact data classified as confidential.
workforce_core | department | cost_center_code |  | STRING |  |  |  | Financial accounting code used to track expenses and budget allocation for the department. Used in general ledger and financial reporting systems.
workforce_core | department | country_code |  | STRING |  |  |  | Three-letter ISO country code where the department is located.
workforce_core | department | created_timestamp |  | TIMESTAMP |  |  |  | The date and time when this department record was first created in the system.
workforce_core | department | department_code |  | STRING |  |  |  | Short alphanumeric code used to identify the department in business systems and reporting. Typically used in payroll, timekeeping, and financial systems.
workforce_core | department | department_id | Department Identifier | BIGINT |  |  |  | Primary key for department |  | TRUE
workforce_core | department | department_name |  | STRING |  |  |  | Full official name of the department as recognized within the organization.
workforce_core | department | department_type |  | STRING |  |  |  | Classification of the department based on its primary function within the utility organization.
workforce_core | department | description |  | STRING |  |  |  | Detailed description of the department's purpose, responsibilities, and scope of operations within the utility organization.
workforce_core | department | effective_end_date |  | DATE |  |  |  | The date when the department was closed, merged, or ceased operations. Null for currently active departments.
workforce_core | department | effective_start_date |  | DATE |  |  |  | The date when the department was officially established or became operational within the organization.
workforce_core | department | email_address |  | STRING | confidential,pii_email |  |  | Primary email address for department communications and inquiries. Organizational contact data classified as confidential.
workforce_core | department | emergency_response_flag |  | BOOLEAN |  |  |  | Indicates whether the department is designated as part of the utility's emergency response and restoration operations for outages and critical incidents.
workforce_core | department | headcount_actual |  | INT |  |  |  | The current number of employees actively assigned to the department.
workforce_core | department | headcount_authorized |  | INT |  |  |  | The approved number of full-time equivalent positions allocated to the department by organizational planning and budgeting.
workforce_core | department | last_modified_timestamp |  | TIMESTAMP |  |  |  | The date and time when this department record was most recently updated in the system.
workforce_core | department | location_id |  | BIGINT |  |  |  | Reference to the primary physical location or facility where the department operates.
workforce_core | department | manager_employee_id |  | BIGINT |  |  |  | Reference to the employee who serves as the department manager or head.
workforce_core | department | parent_department_id |  | BIGINT |  |  |  | Reference to the parent department in the organizational hierarchy. Null for top-level departments.
workforce_core | department | phone_number |  | STRING | confidential,pii_phone |  |  | Primary contact phone number for the department. Organizational contact data classified as confidential.
workforce_core | department | physical_address_line1 |  | STRING | confidential,pii_address |  |  | First line of the department's physical address including street number and name. Organizational contact data classified as confidential.
workforce_core | department | physical_address_line2 |  | STRING | confidential,pii_address |  |  | Second line of the department's physical address for suite, floor, or building information. Organizational contact data classified as confidential.
workforce_core | department | postal_code |  | STRING | confidential,pii_address |  |  | Postal or ZIP code for the department's physical location. Organizational contact data classified as confidential.
workforce_core | department | regulatory_oversight_body |  | STRING |  |  |  | Name of the primary regulatory agency or commission that oversees the department's operations (e.g., FERC, state public utility commission, EPA, NERC).
workforce_core | department | safety_sensitive_flag |  | BOOLEAN |  |  |  | Indicates whether the department performs safety-sensitive functions requiring enhanced safety protocols, drug testing, and regulatory compliance per Federal Energy Regulatory Commission (FERC) and Occupational Safety and Health Administration (OSHA) standards.
workforce_core | department | service_area |  | STRING |  |  |  | The primary utility service area or operational domain that the department supports within the energy value chain.
workforce_core | department | state_province |  | STRING | confidential,pii_address |  |  | Two-letter state or province code where the department is located. Organizational contact data classified as confidential.
workforce_core | department | status |  | STRING |  |  |  | Current operational status of the department indicating whether it is actively functioning within the organization.
workforce_core | department | union_representation_flag |  | BOOLEAN |  |  |  | Indicates whether employees in this department are represented by a labor union or collective bargaining agreement.
workforce_core | employee | department_id |  | BIGINT |  |  | workforce.department.department_id | Identifier of the department to which the employee is assigned. Links to organizational structure.
workforce_core | employee | manager_employee_id |  | BIGINT | self_ref_fk |  | workforce.employee.employee_id | Self-referencing FK on employee (manager_employee_id)
workforce_core | employee | supervisor_employee_id |  | BIGINT |  |  | workforce.employee.employee_id | Employee identifier of the direct supervisor or manager. Self-referencing relationship within employee table.
workforce_core | employee | work_location_id |  | BIGINT |  |  | asset.location.location_id | Identifier of the primary physical work location or facility where the employee is based. May reference generation plant, substation, service center, or office.
workforce_core | employee | badge_number |  | STRING |  |  |  | Physical security badge identifier assigned to the employee for facility access and time tracking.
workforce_core | employee | certification_codes |  | STRING |  |  |  | Comma-separated list of professional certifications held by the employee. May include electrical licenses, safety certifications, or technical qualifications required for utility operations.
workforce_core | employee | created_timestamp |  | TIMESTAMP |  |  |  | Timestamp when the employee record was first created in the system.
workforce_core | employee | date_of_birth |  | DATE | restricted,pii_dob |  |  | Employee's date of birth. Used for benefits administration and age-related compliance.
workforce_core | employee | disability_status |  | STRING | restricted,pii_health |  |  | Self-disclosed disability status of the employee. Used for reasonable accommodation and compliance with disability employment regulations.
workforce_core | employee | email_address |  | STRING | restricted,pii_email |  |  | Primary corporate email address for the employee. Used for official communications and system access.
workforce_core | employee | emergency_contact_name |  | STRING | confidential |  |  | Full name of the primary emergency contact person for the employee.
workforce_core | employee | emergency_contact_phone |  | STRING | confidential,pii_phone |  |  | Phone number of the primary emergency contact person.
workforce_core | employee | emergency_contact_relationship |  | STRING | confidential |  |  | Relationship of the emergency contact to the employee (e.g., spouse, parent, sibling, friend).
workforce_core | employee | employee_id | Employee Identifier | BIGINT |  |  |  | Primary key for employee |  | TRUE
workforce_core | employee | employee_number |  | STRING |  |  |  | Externally-known unique employee identifier assigned by human resources. Used on badges, timesheets, and payroll systems.
workforce_core | employee | employment_status |  | STRING |  |  |  | Current lifecycle status of the employee within the organization. Determines access rights and payroll processing.
workforce_core | employee | employment_type |  | STRING |  |  |  | Classification of the employee's employment arrangement. Determines benefits eligibility and scheduling rules.
workforce_core | employee | ethnicity |  | STRING | confidential |  |  | Self-identified ethnicity of the employee. Used for diversity reporting and compliance with equal employment opportunity regulations.
workforce_core | employee | exempt_status |  | STRING |  |  |  | Indicates whether the employee is exempt or non-exempt from overtime pay requirements under FLSA regulations.
workforce_core | employee | first_name |  | STRING | restricted,pii_name |  |  | Legal first name of the employee as recorded in human resources systems.
workforce_core | employee | gender |  | STRING | confidential |  |  | Self-identified gender of the employee. Used for diversity reporting and compliance with equal employment opportunity regulations.
workforce_core | employee | hire_date |  | DATE |  |  |  | Date the employee was originally hired by the organization. Used for seniority and benefits calculations.
workforce_core | employee | job_code |  | STRING |  |  |  | Standardized code representing the employee's job classification. Used for compensation and workforce planning.
workforce_core | employee | job_title |  | STRING |  |  |  | Official job title or position name assigned to the employee. Reflects role and responsibilities.
workforce_core | employee | last_name |  | STRING | restricted,pii_name |  |  | Legal last name (surname) of the employee as recorded in human resources systems.
workforce_core | employee | last_performance_review_date |  | DATE |  |  |  | Date of the most recent formal performance review or appraisal for the employee.
workforce_core | employee | last_safety_training_date |  | DATE |  |  |  | Date the employee last completed mandatory safety training. Critical for utility operations where employees work with high-voltage equipment and hazardous conditions.
workforce_core | employee | middle_name |  | STRING | restricted,pii_name |  |  | Middle name or initial of the employee.
workforce_core | employee | national_id_number |  | STRING | restricted,pii_national_id |  |  | Government-issued national identification number (e.g., Social Security Number in USA). Used for tax reporting and benefits administration. |  |  | TRUE | national_id on an employee table is a government-issued national identification number (e.g., SSN, SIN, national ID card number) — it is an external identifier from a government system, not a foreign key to another table in the data model. It should be renamed to remove the _id suffix to clarify it is not an FK reference.
workforce_core | employee | pay_grade |  | STRING | confidential |  |  | Compensation grade or band assigned to the employee. Determines salary range and benefits tier.
workforce_core | employee | phone_number |  | STRING | restricted,pii_phone |  |  | Primary contact phone number for the employee. May be mobile or desk phone.
workforce_core | employee | security_clearance_level |  | STRING | confidential |  |  | Level of security clearance granted to the employee for access to critical infrastructure and sensitive systems. Required for employees working on generation, transmission, or distribution control systems.
workforce_core | employee | termination_date |  | DATE |  |  |  | Date the employee's employment ended. Null for active employees.
workforce_core | employee | union_code |  | STRING |  |  |  | Code identifying the specific labor union to which the employee belongs. Null for non-union employees.
workforce_core | employee | union_member_flag |  | BOOLEAN |  |  |  | Indicates whether the employee is a member of a labor union. Affects collective bargaining agreement applicability.
workforce_core | employee | updated_timestamp |  | TIMESTAMP |  |  |  | Timestamp when the employee record was last modified.
workforce_core | employee | veteran_status |  | STRING | confidential |  |  | Indicates whether the employee is a military veteran. Used for affirmative action and veteran hiring programs.
workforce_core | employee | work_schedule_type |  | STRING |  |  |  | Type of work schedule assigned to the employee. Utility operations often require 24/7 coverage with rotating shifts for plant operators and field crews.

## billing
subdomain | product | attribute | business_glossary_term | type | tags | value_regex | foreign_key_to | description | reference | is_primary_key | llm_fk_skip | llm_fk_skip_reason
account_settlement | collections_action | associated_collections_action_id |  | BIGINT | self_ref_fk |  | billing.collections_action.collections_action_id | Self-referencing FK on collections_action (associated_collections_action_id)
account_settlement | collections_action | action_category |  | STRING |  |  |  | High-level classification of the collections action type. Notification includes letters and notices; contact_attempt includes calls and visits; payment_arrangement includes plans and extensions; legal_action includes liens and judgments; service_action includes disconnection and reconnection; account_adjustment includes write-offs and settlements; escalation includes agency referrals; resolution includes payment received and account closure.
account_settlement | collections_action | action_code |  | STRING |  |  |  | Standardized code representing the type of collections action (e.g., NOTICE_1, CALL_ATTEMPT, PAYMENT_PLAN, DISCONNECT_WARN, SERVICE_SUSPEND). Used as a business identifier for integration with Customer Information System (CIS) and billing workflows.
account_settlement | collections_action | action_name |  | STRING |  |  |  | Human-readable name of the collections action (e.g., First Delinquency Notice, Payment Arrangement Offer, Service Disconnection Warning, Final Notice Before Shutoff).
account_settlement | collections_action | action_sequence |  | INT |  |  |  | Numeric ordering of this action within a standard collections workflow. Lower numbers represent earlier actions in the escalation path (e.g., 1 for first notice, 5 for final notice, 10 for disconnection).
account_settlement | collections_action | applicable_customer_class |  | STRING |  |  |  | Customer segment(s) to which this collections action applies. Residential for household customers; commercial for small/medium business; industrial for large commercial and manufacturing; all for universal actions. Different customer classes may have different regulatory protections and collections workflows.
account_settlement | collections_action | auto_trigger_enabled |  | BOOLEAN |  |  |  | Indicates whether this collections action can be automatically triggered by the billing or collections system based on predefined rules (e.g., days past due, balance threshold). True for system-automated actions; false for manual-only actions requiring human review.
account_settlement | collections_action | auto_trigger_rule |  | STRING |  |  |  | Business rule or condition that automatically triggers this collections action. Examples: 'Balance > $100 AND Days Past Due >= 30', 'Second missed payment on payment plan', 'No response to prior notice within 15 days'. Null if action is manual-only.
account_settlement | collections_action | collections_action_id | Collections Action Identifier | BIGINT |  |  |  | Primary key for collections_action |  | TRUE
account_settlement | collections_action | cost_amount |  | DECIMAL(15,2) |  |  |  | Standard cost or fee associated with executing this collections action, charged to the customer account. Includes costs such as certified mail fees, field visit charges, reconnection fees, or collection agency commissions. Null if no cost is assessed.
account_settlement | collections_action | cost_recoverable |  | BOOLEAN |  |  |  | Indicates whether the cost of this collections action can be billed to and recovered from the customer account. True if cost is customer-billable; false if cost is absorbed by the utility as a business expense.
account_settlement | collections_action | created_timestamp |  | TIMESTAMP |  |  |  | Timestamp when this collections action record was first created in the system. Used for audit trail and data lineage tracking.
account_settlement | collections_action | credit_reporting_impact |  | STRING |  |  |  | Indicates the impact of this collections action on customer credit bureau reporting. None for actions with no credit impact; negative_report for delinquency or charge-off reporting; positive_report for successful payment plan completion; dispute_flag for contested accounts.
account_settlement | collections_action | delivery_method |  | STRING |  |  |  | The channel or medium through which the collections action is delivered to the customer. Mail for standard postal delivery; certified_mail for proof-of-delivery requirements; email and sms for electronic notifications; phone_call for voice contact; in_person for field visits; portal_notification for customer self-service alerts.
account_settlement | collections_action | description |  | STRING |  |  |  | Detailed business description of the collections action, including purpose, typical use cases, and any special handling instructions. Provides context for collections staff and system administrators.
account_settlement | collections_action | dispute_eligible |  | BOOLEAN |  |  |  | Indicates whether the customer has the right to dispute or appeal this collections action. True for actions subject to customer dispute rights; false for non-disputable administrative actions.
account_settlement | collections_action | effective_end_date |  | DATE |  |  |  | Date on which this collections action definition is retired or superseded. Null for currently active actions. Used for historical analysis and regulatory audit trails.
account_settlement | collections_action | effective_start_date |  | DATE |  |  |  | Date from which this collections action definition becomes active and available for use in collections workflows. Used for version control and regulatory compliance tracking.
account_settlement | collections_action | last_modified_timestamp |  | TIMESTAMP |  |  |  | Timestamp when this collections action record was most recently updated. Used for change tracking and audit compliance.
account_settlement | collections_action | legal_action_indicator |  | BOOLEAN |  |  |  | Indicates whether this collections action involves or initiates legal proceedings (e.g., filing a lien, initiating small claims, referring to attorney). True for legal actions; false for operational collections activities.
account_settlement | collections_action | minimum_notice_days |  | INT |  |  |  | Minimum number of days required by regulation between this action and any subsequent service disconnection or legal action. Null if no regulatory minimum applies. Varies by jurisdiction and customer class (residential vs. commercial).
account_settlement | collections_action | modified_by_user |  | STRING |  |  |  | User identifier or name of the person who last modified this collections action definition. Used for accountability and audit trail purposes.
account_settlement | collections_action | payment_plan_eligible |  | BOOLEAN |  |  |  | Indicates whether customers receiving this collections action are eligible to enter into a payment arrangement or installment plan to avoid further escalation. True if payment plan option is available; false if account is past payment plan eligibility.
account_settlement | collections_action | protected_customer_exempt |  | BOOLEAN |  |  |  | Indicates whether this collections action is prohibited for protected customer categories (e.g., medical necessity customers, low-income assistance participants, elderly or disabled customers with special protections). True if action cannot be applied to protected customers; false if action is universally applicable.
account_settlement | collections_action | regulatory_notice_required |  | BOOLEAN |  |  |  | Indicates whether this collections action must comply with state or federal regulatory notice requirements (e.g., minimum notice periods before disconnection, specific language mandates, customer rights disclosures). True for actions subject to Public Utility Commission (PUC) or Federal Energy Regulatory Commission (FERC) rules.
account_settlement | collections_action | regulatory_reference |  | STRING |  |  |  | Citation of the specific state Public Utility Commission (PUC) rule, tariff section, or federal regulation that governs this collections action. Examples: 'PUC Rule 25.483', 'Tariff Section 6.2.1', 'FERC Order 2222'. Null if no specific regulatory mandate applies.
account_settlement | collections_action | requires_customer_response |  | BOOLEAN |  |  |  | Indicates whether this collections action requires an explicit response or action from the customer (e.g., payment, contact, dispute filing). True for actions requiring customer engagement; false for informational or system-driven actions.
account_settlement | collections_action | requires_supervisor_approval |  | BOOLEAN |  |  |  | Indicates whether this collections action requires managerial or supervisory approval before execution. True for high-impact actions such as disconnection, legal referral, or large write-offs; false for routine automated actions.
account_settlement | collections_action | response_due_days |  | INT |  |  |  | Number of days from action delivery date by which the customer must respond or take action. Null if no response deadline applies. Used to calculate follow-up action triggers and compliance with regulatory notice periods.
account_settlement | collections_action | seasonal_restriction_applies |  | BOOLEAN |  |  |  | Indicates whether this collections action is subject to seasonal restrictions (e.g., winter moratorium on disconnections, extreme weather protections). True if action is restricted during certain months or weather conditions; false if action can be taken year-round.
account_settlement | collections_action | service_action_type |  | STRING |  |  |  | Specifies the type of field service action triggered by this collections action. Disconnect for service termination; reconnect for service restoration; meter_lock for physical access prevention; meter_removal for complete meter extraction; limiter_install for reduced service capacity; none if no service action is triggered.
account_settlement | collections_action | severity_level |  | STRING |  |  |  | Indicates the urgency and escalation level of the collections action. Informational for early reminders; low for initial notices; medium for follow-up actions; high for pre-disconnection warnings; critical for imminent service termination; final for last action before legal or agency referral.
account_settlement | collections_action | status |  | STRING |  |  |  | Current lifecycle status of this collections action definition. Active for in-use actions; inactive for temporarily disabled actions; suspended for actions under regulatory review; retired for obsolete actions retained for historical reference.
account_settlement | collections_action | template_document_code |  | STRING |  |  |  | Reference identifier for the standard letter, notice, or script template used for this collections action. Links to document management system for content retrieval and version control. Null if no template is used (e.g., for system-automated actions). |  |  | TRUE | This column references a template document (e.g., a collections letter template, notice template) used when executing a collections action. While templates are real concepts, a 'template_document' table is not a core business entity central to an electric/gas utility's primary mission of energy generation, transmission, distribution, and billing. It is a peripheral/ancillary reference — likely a document management system identifier for the letter or notice template used. Only one table references it, and the utility would not track template documents as a first-class operational record central to its mission. Per the TIER 2 Core Business Operations Filter and the CORE-ONLY CREATE RULE (single-reference, peripheral concept), KEEP_AS_IS with rename to remove the _id suffix is the appropriate decision.
account_settlement | collections_action | third_party_agency_eligible |  | BOOLEAN |  |  |  | Indicates whether accounts subject to this collections action are eligible for referral to external collection agencies. True if action can trigger agency placement; false if action must remain internal.
account_settlement | collections_action | triggers_service_action |  | BOOLEAN |  |  |  | Indicates whether this collections action directly triggers a field service action such as disconnection, reconnection, or meter lock. True for actions that initiate service orders; false for administrative or notification-only actions.
account_settlement | collections_case | account_id | Account ID | BIGINT |  |  | customer.account.account_id | Reference to the customer account under collections. Links to the CIS account master record in Oracle CC&B or SAP IS-U. | Oracle CC&B Account Master
account_settlement | collections_case | compliance_obligation_id | Compliance Obligation Id (Foreign Key) | BIGINT |  |  | regulatory.compliance_obligation.compliance_obligation_id | Foreign key linking to regulatory.compliance_obligation. Business justification: Collections practices are governed by regulatory obligations (disconnection notice requirements, moratorium rules, low-income protections). Real business process: regulatory collections compliance and | Internal - LLM Generated Cross-Domain Link
account_settlement | collections_case | gl_account_id | Gl Account Id (Foreign Key) | BIGINT |  |  | finance.gl_account.gl_account_id | Foreign key linking to finance.gl_account. Business justification: Write-offs and bad debt expense from collections cases must post to GL allowance for doubtful accounts. Required for accurate AR valuation and expense recognition. | Internal - LLM Generated Cross-Domain Link
account_settlement | collections_case | party_id | Customer ID | BIGINT |  |  | customer.party.party_id | Reference to the customer entity associated with the delinquent account. Links to customer master data. | Oracle CC&B Customer Master
account_settlement | collections_case | payment_arrangement_id | Payment Arrangement ID | BIGINT |  |  | billing.payment_arrangement.payment_arrangement_id | Reference to the payment arrangement or installment plan established for this collections case. Links to payment arrangement master record. | Oracle CC&B Payment Arrangement
account_settlement | collections_case | actual_disconnect_date | Actual Disconnect Date | DATE |  |  |  | Date when service was physically disconnected by field crews. Marks the point where customer loses electric or gas service. | Oracle CC&B Service Order Management
account_settlement | collections_case | agency_referral_date | Collections Agency Referral Date | DATE |  |  |  | Date when the delinquent account was referred to an external collections agency for third-party debt recovery. | Oracle CC&B Collections Agency Interface
account_settlement | collections_case | assigned_collections_agent | Assigned Collections Agent | STRING |  |  |  | Name or identifier of the internal collections agent responsible for managing this case. Used for workload balancing and performance tracking. | Oracle CC&B Collections Agent Assignment
account_settlement | collections_case | bankruptcy_case_number | Bankruptcy Case Number | STRING |  |  |  | Court-assigned bankruptcy case number. Used for tracking bankruptcy proceedings and proof of claim filings. | Federal Bankruptcy Court Records
account_settlement | collections_case | bankruptcy_filing_date | Bankruptcy Filing Date | DATE |  |  |  | Date when the customer filed for bankruptcy. Triggers automatic stay of collections activity per federal bankruptcy law. | Oracle CC&B Bankruptcy Management
account_settlement | collections_case | bankruptcy_flag | Bankruptcy Flag | BOOLEAN |  |  |  | Indicates whether the customer has filed for bankruptcy protection. True if bankruptcy filing has been recorded, which typically suspends collections activity. | Oracle CC&B Bankruptcy Management
account_settlement | collections_case | case_closed_date | Collections Case Closed Date | DATE |  |  |  | Date when the collections case was closed. Populated upon successful payment, write-off, or other resolution outcome. | Oracle CC&B Collections Management
account_settlement | collections_case | case_number | Collections Case Number | STRING |  |  |  | Business-facing unique identifier for the collections case. Used in customer communications, agent tracking, and external collections agency referrals. | Oracle CC&B Collections Case Management
account_settlement | collections_case | case_opened_date | Collections Case Opened Date | DATE |  |  |  | Date when the collections case was first opened. Typically triggered when an account becomes past due beyond the grace period threshold. | Oracle CC&B Collections Management
account_settlement | collections_case | case_status | Collections Case Status | STRING |  |  |  | Current lifecycle status of the collections case. Tracks progression from initial dunning through final resolution or write-off. [ENUM-REF-CANDIDATE: open¦pending_payment¦payment_arrangement¦field_collection¦agency_referral¦legal_action¦suspended¦closed¦written_off¦bankruptcy — 10 candidates stripped; promote to reference product] | Oracle CC&B Collections Workflow
account_settlement | collections_case | collections_agency_name | Collections Agency Name | STRING |  |  |  | Name of the external collections agency assigned to recover the debt. Used for tracking agency performance and commission calculations. | Oracle CC&B Collections Agency Master
account_settlement | collections_case | collections_case_id | Collections Case ID | BIGINT |  |  |  | Unique identifier for the collections case record. Primary key for tracking the full lifecycle of a delinquent account from initial past-due notice through resolution. | Oracle CC&B Collections Management | TRUE
account_settlement | collections_case | collections_cost | Collections Cost | DECIMAL(18,2) |  |  |  | Total cost incurred for collections activity including agency fees, legal fees, and internal labor. Used for cost-benefit analysis of collections efforts. Denominated in USD. | Oracle CC&B Collections Cost Tracking
account_settlement | collections_case | collections_stage | Collections Stage | STRING |  | dunning_notice¦disconnect_warning¦field_disconnect_order¦collections_agency¦legal_collections¦write_off |  | Current escalation stage in the collections process. Defines the severity level and action type being pursued for debt recovery. | Oracle CC&B Collections Process Configuration
account_settlement | collections_case | created_timestamp | Record Created Timestamp | TIMESTAMP |  |  |  | System timestamp when the collections case record was first created in the database. Used for audit trail and data lineage tracking. | Oracle CC&B Audit Framework
account_settlement | collections_case | customer_contact_email | Customer Contact Email Address | STRING | restricted,pii_email | '^[a-zA-Z0-9._%+-]+@[a-zA-Z0-9.-]+\.[a-zA-Z]{2,}$ |  | Primary email address for collections correspondence. Used for electronic dunning notices and payment reminders. | CAN-SPAM Act
account_settlement | collections_case | customer_contact_phone | Customer Contact Phone Number | STRING | restricted,pii_phone |  |  | Primary phone number for contacting the customer regarding collections. Used by collections agents for outbound calling campaigns. | TCPA - Telephone Consumer Protection Act
account_settlement | collections_case | days_past_due | Days Past Due | INT |  |  |  | Number of days the account balance has been overdue. Calculated from the original invoice due date to the current date or case closure date. | Oracle CC&B Aging Analysis
account_settlement | collections_case | disconnect_order_date | Disconnect Order Date | DATE |  |  |  | Date when a field disconnect order was issued to terminate service for non-payment. Triggers field crew dispatch for physical disconnection. | Oracle CC&B Disconnect Management
account_settlement | collections_case | disconnect_warning_sent_date | Disconnect Warning Sent Date | DATE |  |  |  | Date when the service disconnection warning notice was sent. Escalated collections action notifying customer of imminent service termination. | Oracle CC&B Collections Correspondence
account_settlement | collections_case | dunning_notice_sent_date | Dunning Notice Sent Date | DATE |  |  |  | Date when the initial past-due notice was sent to the customer. First formal collections communication in the escalation process. | Oracle CC&B Collections Correspondence
account_settlement | collections_case | last_contact_date | Last Contact Date | DATE |  |  |  | Date of the most recent contact attempt with the customer. Used to track collections agent activity and ensure compliance with contact frequency regulations. | FDCPA - Fair Debt Collection Practices Act
account_settlement | collections_case | last_contact_method | Last Contact Method | STRING |  | phone¦email¦mail¦in_person¦sms |  | Communication channel used for the most recent customer contact. Tracks effectiveness of different outreach methods. | Oracle CC&B Collections Activity Log
account_settlement | collections_case | last_payment_amount | Last Payment Amount | DECIMAL(18,2) |  |  |  | Amount of the most recent payment received. Helps evaluate partial payment patterns and customer financial capacity. Denominated in USD. | Oracle CC&B Payment History
account_settlement | collections_case | last_payment_date | Last Payment Date | DATE |  |  |  | Date of the most recent payment received on the delinquent account. Used to assess customer payment behavior and willingness to pay. | Oracle CC&B Payment History
account_settlement | collections_case | last_updated_timestamp | Record Last Updated Timestamp | TIMESTAMP |  |  |  | System timestamp when the collections case record was most recently modified. Used for change tracking and data synchronization. | Oracle CC&B Audit Framework
account_settlement | collections_case | legal_action_date | Legal Action Date | DATE |  |  |  | Date when legal proceedings were initiated for debt recovery. Marks escalation to court filings, liens, or judgments. | Oracle CC&B Legal Collections Management
account_settlement | collections_case | legal_action_flag | Legal Action Flag | BOOLEAN |  |  |  | Indicates whether legal action has been initiated to recover the debt. True if case has been escalated to legal collections or court proceedings. | Oracle CC&B Legal Collections Management
account_settlement | collections_case | notes | Collections Case Notes | STRING |  |  |  | Free-text notes documenting collections activity, customer interactions, payment commitments, and case-specific details. Used by collections agents for case management. | Oracle CC&B Collections Case Management
account_settlement | collections_case | original_debt_amount | Original Debt Amount | DECIMAL(18,2) |  |  |  | Initial past-due balance at the time the collections case was opened. Used to track debt reduction progress and recovery rate. Denominated in USD. | Oracle CC&B Collections Management
account_settlement | collections_case | past_due_amount | Past Due Amount | DECIMAL(18,2) |  |  |  | Total outstanding balance that is past due and subject to collections activity. Includes principal charges, late fees, and accrued interest. Denominated in USD for single-currency utility operations. | Oracle CC&B Accounts Receivable
account_settlement | collections_case | payment_arrangement_flag | Payment Arrangement Flag | BOOLEAN |  |  |  | Indicates whether the customer has entered into a payment arrangement or installment plan to resolve the debt. True if active arrangement exists. | Oracle CC&B Payment Arrangement Management
account_settlement | collections_case | resolution_outcome | Collections Resolution Outcome | STRING |  |  |  | Final outcome of the collections case. Captures how the delinquency was resolved for performance tracking and recovery rate analysis. [ENUM-REF-CANDIDATE: paid_in_full¦payment_arrangement¦partial_payment¦written_off¦bankruptcy_discharge¦account_transferred¦other — 7 candidates stripped; promote to reference product] | Oracle CC&B Collections Management
account_settlement | collections_case | service_type | Service Type | STRING |  | electric¦gas¦electric_and_gas |  | Type of utility service associated with the delinquent account. Indicates whether collections case is for electric, gas, or combined service. | Oracle CC&B Service Agreement
account_settlement | collections_case | total_recovered_amount | Total Recovered Amount | DECIMAL(18,2) |  |  |  | Total amount recovered through collections activity. Includes all payments received after case opening. Used to calculate recovery rate and collections effectiveness. Denominated in USD. | Oracle CC&B Collections Performance
account_settlement | collections_case | write_off_amount | Write-Off Amount | DECIMAL(18,2) |  |  |  | Total amount written off as uncollectible bad debt. Flows to SAP S/4HANA for bad debt expense accounting and regulatory reporting. Denominated in USD. | GAAP ASC 310 - Receivables
account_settlement | collections_case | write_off_date | Write-Off Date | DATE |  |  |  | Date when the debt was written off. Triggers bad debt expense recognition in SAP S/4HANA for GAAP financial reporting. | Oracle CC&B Write-Off Management
account_settlement | collections_case | write_off_flag | Write-Off Flag | BOOLEAN |  |  |  | Indicates whether the debt has been written off as uncollectible. True if the utility has recognized the bad debt expense and removed the receivable from active collections. | Oracle CC&B Write-Off Management
account_settlement | collections_case | write_off_reason | Write-Off Reason | STRING |  | uncollectible¦bankruptcy_discharge¦deceased_customer¦account_closed¦statute_of_limitations¦other |  | Business reason for writing off the debt. Used for bad debt analysis and collections process improvement. | Oracle CC&B Write-Off Management
account_settlement | credit_adjustment | account_id | Account ID | BIGINT |  |  | customer.account.account_id | Reference to the customer account to which this credit adjustment is applied. Links to the customer account master record in the Customer Information System (CIS). | Oracle CC&B Account Object
account_settlement | credit_adjustment | bill_dispute_id | Dispute Case ID | BIGINT |  |  | billing.bill_dispute.bill_dispute_id | Reference to the originating customer dispute or complaint case that triggered this adjustment. Nullable for adjustments not resulting from customer disputes. Links to the Customer Relationship Management (CRM) case management system. | Salesforce Energy & Utilities Cloud Case Object
account_settlement | credit_adjustment | billing_rate_schedule_id | Rate Schedule Code | BIGINT |  |  | billing.rate_schedule.rate_schedule_id | Rate schedule or tariff code associated with this adjustment. Relevant for rate correction adjustments, Time-of-Use (TOU) rate adjustments, Critical Peak Pricing (CPP) adjustments, and tiered rate corrections. References the approved tariff schedule filed with the Public Utility Commission (PUC). | PUC Tariff Filing Standards
account_settlement | credit_adjustment | collections_case_id | Collections Case ID | BIGINT |  |  | billing.collections_case.collections_case_id | Reference to the collections case associated with this adjustment. Relevant for bad debt write-offs, payment plan adjustments, and settlement agreements. Nullable for non-collections-related adjustments. | Oracle CC&B Collections Case Object
account_settlement | credit_adjustment | commission_order_id | Commission Order Id (Foreign Key) | BIGINT |  |  | regulatory.commission_order.commission_order_id | Foreign key linking to regulatory.commission_order. Business justification: Credits issued as result of commission orders or settlement agreements in regulatory proceedings require traceability. Real business process: commission-ordered refunds, rate case settlements, and reg | Internal - LLM Generated Cross-Domain Link
account_settlement | credit_adjustment | distribution_outage_event_id | Outage Event ID | BIGINT |  |  | distribution.distribution_outage_event.distribution_outage_event_id | Reference to the specific outage event that triggered this service credit. Relevant for outage performance credits based on System Average Interruption Duration Index (SAIDI) or System Average Interruption Frequency Index (SAIFI) thresholds. Nullable for non-outage-related adjustments. | IEEE 1366 Reliability Indices
account_settlement | credit_adjustment | invoice_id | Bill ID | BIGINT |  |  | billing.invoice.invoice_id | Reference to the specific bill or invoice against which this adjustment is applied. Nullable for account-level adjustments not tied to a specific bill. | Oracle CC&B Bill Object
account_settlement | credit_adjustment | invoice_line_id | Invoice Line Id (Foreign Key) | BIGINT |  |  | billing.invoice_line.invoice_line_id | Foreign key linking to billing.invoice_line. Business justification: Credit adjustments are frequently applied to specific line-item charges (e.g., correcting a meter read error that affects energy charges, or reversing a specific regulatory rider). Adding this FK allo | Internal - LLM Generated Cross-Domain Link
account_settlement | credit_adjustment | primary_reversal_of_adjustment_credit_adjustment_id | Reversal of Adjustment ID | BIGINT |  |  | billing.credit_adjustment.credit_adjustment_id | Reference to the original credit adjustment that this record reverses. Nullable for original adjustments. Used to maintain audit trail for adjustment corrections and reversals. | GAAP Accounting Standards
account_settlement | credit_adjustment | settlement_statement_id | Settlement Statement Id (Foreign Key) | BIGINT |  |  | market.settlement_statement.settlement_statement_id | Foreign key linking to market.settlement_statement. Business justification: Market settlement errors or RTO resettlements trigger billing adjustments to retail customers. Real process: when wholesale market disputes are resolved or statements are reissued, utilities must cred | Internal - LLM Generated Cross-Domain Link
account_settlement | credit_adjustment | adjustment_amount | Adjustment Amount | DECIMAL(18,2) |  |  |  | Monetary value of the credit adjustment in US dollars. Positive values represent credits to the customer (reducing account balance); negative values represent debits (increasing account balance). Includes the net impact on customer account receivable. | GAAP Revenue Recognition Standards (ASC 606)
account_settlement | credit_adjustment | adjustment_number | Adjustment Number | STRING |  | '^ADJ-[0-9]{10}$ |  | Externally visible business identifier for the credit adjustment. Unique human-readable reference number used in customer communications and dispute resolution tracking. | Oracle CC&B Adjustment Identifier
account_settlement | credit_adjustment | adjustment_status | Adjustment Status | STRING |  | pending¦approved¦posted¦reversed¦rejected¦cancelled |  | Current lifecycle status of the credit adjustment. Tracks the adjustment from initial creation through approval, posting to the General Ledger (GL), and potential reversal or cancellation. | Oracle CC&B Adjustment Lifecycle
account_settlement | credit_adjustment | adjustment_type | Adjustment Type | STRING |  |  |  | Classification of the credit adjustment by business purpose. Includes rate correction credits, outage performance credits (SAIDI/SAIFI-related), low-income program discounts (LIHEAP, PIPP), returned payment fees, late payment charges, deposit interest credits, bad debt write-offs, billing error corrections, meter error adjustments, estimated bill corrections, Fuel Adjustment Clause (FAC) adjustments, Contribution in Aid of Construction (CIAC) adjustments, regulatory rider adjustments, dispute resolution credits, customer service credits, payment reversals, and other miscellaneous adjustments. [ENUM-REF-CANDIDATE: rate_correction¦service_credit¦outage_credit¦regulatory_refund¦low_income_discount¦returned_payment_fee¦late_payment_charge¦deposit_interest¦bad_debt_writeoff¦billing_error_correction¦meter_error_adjustment¦estimated_bill_correction¦fac_adjustment¦ciac_adjustment¦rider_adjustment¦dispute_resolution_credit¦customer_service_credit¦payment_reversal¦other — 19 candidates stripped; promote to reference product] | FERC Uniform System of Accounts
account_settlement | credit_adjustment | approved_by_user_code | Approved By User ID | STRING | confidential,pii |  |  | System user identifier of the employee who authorized and approved this adjustment. Nullable for system-automated adjustments. Used for audit trail and SOX compliance reporting. | SOX Section 404 Internal Controls |  | TRUE | This references an internal user who approved the credit adjustment. 'user_id' is a system/application user identifier — there is no user or workforce.employee table in the model. This is an external system reference (from an identity/auth system) and should be kept as a non-FK identifier. Multiple columns reference 'user_id' pattern but they all point to the same concept of an application user, which is not modeled.
account_settlement | credit_adjustment | approved_by_user_name | Approved By User Name | STRING | restricted,pii_identifier |  |  | Full name of the employee who authorized and approved this adjustment. Denormalized for reporting convenience and audit trail readability. | SOX Section 404 Internal Controls
account_settlement | credit_adjustment | authorization_level | Authorization Level | STRING |  |  |  | Approval authority level required for this adjustment based on amount thresholds and adjustment type. System-automated adjustments (e.g., FAC riders) require no manual approval; large or sensitive adjustments require supervisor, manager, director, or executive approval per internal controls and Sarbanes-Oxley (SOX) compliance requirements. [ENUM-REF-CANDIDATE: system_auto¦csr_tier1¦csr_tier2¦supervisor¦manager¦director¦executive — 7 candidates stripped; promote to reference product] | SOX Internal Controls Framework
account_settlement | credit_adjustment | comments | Comments | STRING |  |  |  | Additional free-text comments or notes related to this credit adjustment. Captures internal operational notes, customer service representative observations, supporting documentation references, and any other contextual information not captured in structured fields. | Oracle CC&B Adjustment Comments
account_settlement | credit_adjustment | created_by_user_code | Created By User ID | STRING | confidential,pii |  |  | System user identifier of the employee or automated process that created this adjustment record. Used for audit trail and SOX compliance reporting. | SOX Section 404 Internal Controls |  | TRUE | Same pattern as approved_by_user_id — references an internal application user who created the credit adjustment. No user/employee table exists in the model. This is an external system reference from an identity management or application authentication system.
account_settlement | credit_adjustment | created_timestamp | Created Timestamp | TIMESTAMP |  |  |  | Timestamp when this credit adjustment record was first created in the system. Represents the initial capture of the adjustment request or system-generated adjustment event. Used for audit trail and lifecycle tracking. | ISO 8601 Timestamp Standard
account_settlement | credit_adjustment | credit_adjustment_id | Credit Adjustment ID | BIGINT |  |  |  | Unique identifier for the credit adjustment record. Primary key for the credit adjustment entity. | ISO/IEC 11179 | TRUE
account_settlement | credit_adjustment | currency_code | Currency Code | STRING |  | USD |  | Three-letter ISO 4217 currency code for the adjustment amount. Utility operates exclusively in US dollars (USD). | ISO 4217
account_settlement | credit_adjustment | customer_notification_sent | Customer Notification Sent | BOOLEAN |  |  |  | Flag indicating whether the customer has been notified of this adjustment via bill message, email, or other communication channel. Used for customer service tracking and regulatory compliance with customer notification requirements. | PUC Customer Communication Standards
account_settlement | credit_adjustment | effective_date | Effective Date | DATE |  |  |  | Business date on which the adjustment becomes effective for billing and revenue recognition purposes. May differ from the posting date for backdated corrections or future-dated adjustments. Used for GAAP revenue recognition timing and regulatory reporting period assignment. | GAAP Revenue Recognition Standards (ASC 606)
account_settlement | credit_adjustment | gl_account_code | General Ledger (GL) Account Code | STRING |  | '^[0-9]{4,10}$ |  | General Ledger (GL) account code to which this adjustment is posted in the ERP system. Maps to the FERC Uniform System of Accounts chart of accounts for regulatory financial reporting. Examples include revenue accounts (400-series), bad debt expense accounts, and regulatory asset/liability accounts. | FERC Uniform System of Accounts
account_settlement | credit_adjustment | gl_posting_status | General Ledger (GL) Posting Status | STRING |  | not_posted¦posted¦posting_failed¦reversed |  | Status of the adjustment posting to the General Ledger (GL) in the Enterprise Resource Planning (ERP) system. Tracks whether the adjustment has been successfully integrated into financial accounting records for GAAP revenue reporting and reconciliation. | GAAP Financial Reporting Standards
account_settlement | credit_adjustment | last_modified_by_user_code | Last Modified By User ID | STRING | confidential,pii |  |  | System user identifier of the employee or automated process that last modified this adjustment record. Used for audit trail and SOX compliance reporting. | SOX Section 404 Internal Controls |  | TRUE | Same pattern as the other user_id columns — references the last user who modified the credit adjustment record. No user/employee table exists in the model. This is an audit trail field referencing an external identity system.
account_settlement | credit_adjustment | last_modified_timestamp | Last Modified Timestamp | TIMESTAMP |  |  |  | Timestamp when this credit adjustment record was last updated. Tracks the most recent change to any field in the record for audit trail and data quality monitoring. | ISO 8601 Timestamp Standard
account_settlement | credit_adjustment | notification_date | Notification Date | DATE |  |  |  | Date on which the customer was notified of this adjustment. Nullable if customer notification has not been sent. Used for regulatory compliance tracking and customer service audit trail. | PUC Customer Communication Standards
account_settlement | credit_adjustment | posting_date | Posting Date | DATE |  |  |  | Date on which the adjustment was posted to the General Ledger (GL) and applied to the customer account balance. Represents the accounting transaction date for financial reporting and reconciliation. | GAAP Accounting Standards
account_settlement | credit_adjustment | reason_code | Reason Code | STRING |  | '^[A-Z0-9]{2,10}$ |  | Standardized code indicating the specific business reason for the adjustment. Maps to internal reason code taxonomy used for regulatory reporting and financial analysis. Examples include OUTAGE (outage credit), RATEFIX (rate correction), LIHEAP (low-income assistance), BDWRT (bad debt write-off), METERERR (meter error), ESTCORR (estimated bill correction). | Internal Adjustment Reason Code Taxonomy
account_settlement | credit_adjustment | reason_description | Reason Description | STRING |  |  |  | Free-text narrative explanation of the business reason for the adjustment. Provides additional context beyond the reason code, including customer-facing explanation, internal notes, and supporting documentation references. | Oracle CC&B Adjustment Comments
account_settlement | credit_adjustment | regulatory_program_code | Regulatory Program Code | STRING |  |  |  | Code identifying the regulatory program or mandate associated with this adjustment. Examples include LIHEAP (Low Income Home Energy Assistance Program), PIPP (Percentage of Income Payment Plan), Renewable Portfolio Standard (RPS) credits, Energy Efficiency (EE) program rebates, and Demand Response (DR) incentive payments. Used for regulatory compliance reporting to the Public Utility Commission (PUC) and Federal Energy Regulatory Commission (FERC). | PUC Regulatory Program Standards
account_settlement | credit_adjustment | service_type | Service Type | STRING |  | electric¦gas¦both |  | Type of utility service to which this adjustment applies. Electric-only, gas-only, or both services for dual-fuel customers. Used for service-specific revenue reporting and regulatory compliance. | FERC Service Classification Standards
account_settlement | credit_adjustment | source_system | Source System | STRING |  | CC&B¦SAP_IS_U¦CRM¦MDMS¦ERP¦MANUAL |  | Operational system of record that originated this credit adjustment. Identifies whether the adjustment was created in Oracle CC&B, SAP IS-U, Salesforce CRM, Meter Data Management System (MDMS), ERP, or manually entered. Used for data lineage tracking and system integration reconciliation. | Data Governance Framework
account_settlement | credit_adjustment | source_transaction_reference | Source Transaction ID | STRING |  |  |  | Unique transaction identifier from the source system of record. Maintains traceability back to the originating system transaction for audit and reconciliation purposes. | Data Lineage Standards |  | TRUE | This references the originating transaction (could be a payment, invoice, or other billing transaction) that triggered the credit adjustment. The source transaction could come from multiple table types (payment, invoice, etc.) making it a polymorphic reference. There is no single 'transaction' table in the model. This is best kept as a reference identifier rather than a strict FK.
account_settlement | credit_adjustment | tax_impact_amount | Tax Impact Amount | DECIMAL(18,2) |  |  |  | Tax amount adjustment associated with this credit adjustment. Represents the change in sales tax, utility tax, or other regulatory taxes resulting from the adjustment. Used for tax reconciliation and regulatory tax reporting. | State and Local Tax Regulations
account_settlement | payment | account_id | Account Identifier (ID) | BIGINT |  |  | customer.account.account_id | Reference to the customer account against which this payment is applied. Links payment to the billing account in the Customer Information System (CIS). | Oracle CC&B Account Object
account_settlement | payment | collections_case_id | Collections Case Id (Foreign Key) | BIGINT |  |  | billing.collections_case.collections_case_id | Foreign key linking to billing.collections_case. Business justification: When a customer makes a payment on a delinquent account that is under active collections, that payment must be linked to the collections case to track total_recovered_amount, update case status, and s | Internal - LLM Generated Cross-Domain Link
account_settlement | payment | invoice_id | Bill Identifier (ID) | BIGINT |  |  | billing.invoice.invoice_id | Reference to the specific bill or invoice that this payment is intended to satisfy. May be null for advance payments or account credits. | Oracle CC&B Bill Object
account_settlement | payment | payment_arrangement_id | Payment Arrangement Id (Foreign Key) | BIGINT |  |  | billing.payment_arrangement.payment_arrangement_id | Foreign key linking to billing.payment_arrangement. Business justification: When a customer makes an installment payment under a deferred payment plan, that payment must be linked to the arrangement to track compliance, count installments paid, and update remaining balance. T | Internal - LLM Generated Cross-Domain Link
account_settlement | payment | allocation_method | Payment Allocation Method | STRING |  | fifo¦lifo¦pro_rata¦customer_directed¦oldest_first |  | Business rule or algorithm used to allocate the payment amount across multiple outstanding bills or charges on the customer account. Common methods include First-In-First-Out (FIFO), Last-In-First-Out (LIFO), pro-rata distribution, or customer-directed allocation. | Oracle CC&B Payment Allocation Configuration
account_settlement | payment | amount | Payment Amount | DECIMAL(18,2) |  |  |  | Total monetary value of the payment transaction in the utility's functional currency. Represents the gross amount tendered by the customer before any adjustments or fees. | GAAP ASC 606 - Revenue Recognition
account_settlement | payment | applied_amount | Payment Applied Amount | DECIMAL(18,2) |  |  |  | The portion of the payment amount that was successfully applied to reduce the customer account balance. May differ from payment_amount if payment was partially applied, held in suspense, or subject to fees. | GAAP ASC 606 - Revenue Recognition
account_settlement | payment | auto_pay_flag | Auto-Pay Flag | BOOLEAN |  |  |  | Boolean indicator denoting whether this payment was automatically initiated through a recurring payment arrangement (auto-pay or budget billing). True if auto-pay, False if manually submitted by customer. | Customer Information System (CIS) Auto-Pay Configuration
account_settlement | payment | bank_account_number_last_four | Bank Account Number Last Four Digits | STRING | confidential,pii_financial | '^[0-9]{4}$ |  | Last four digits of the customer's bank account number, stored for customer service reference and payment verification. Full account number is tokenized and stored in secure vault per PCI DSS requirements. | PCI DSS Data Retention and Disposal Requirements
account_settlement | payment | bank_routing_number | Bank Routing Number | STRING | confidential,pii_financial | '^[0-9]{9}$ |  | Nine-digit American Bankers Association (ABA) routing transit number identifying the financial institution for ACH or EFT payments. Confidential financial data subject to PCI DSS controls. | NACHA Operating Rules, PCI DSS
account_settlement | payment | batch_reference | Payment Batch Identifier (ID) | STRING |  |  |  | Identifier for the payment processing batch or lockbox deposit in which this payment was grouped for posting and reconciliation. Used for audit trail and batch balancing. | Lockbox Processing Standards |  | TRUE | Batch_id is a processing/system identifier that groups payments processed together. Per the ambiguous pattern guidance, batch_id on processing tables should be KEEP_AS_IS as it is usually a system/processing identifier. This references a payment processing batch run, not a core business entity that warrants its own table.
account_settlement | payment | budget_billing_flag | Budget Billing Flag | BOOLEAN |  |  |  | Boolean indicator denoting whether this payment is part of a budget billing or levelized payment plan, where the customer pays a fixed monthly amount based on projected annual usage. True if budget billing installment, False otherwise. | Public Utility Commission (PUC) Budget Billing Regulations
account_settlement | payment | channel | Payment Channel | STRING |  |  |  | The customer-facing interface or channel through which the payment was submitted. Includes web portal, mobile application, Interactive Voice Response (IVR) system, walk-in payment center, mail, lockbox, third-party payment agency, or automated recurring payment (auto-pay). [ENUM-REF-CANDIDATE: web_portal¦mobile_app¦ivr¦walk_in¦mail¦lockbox¦third_party_agency¦auto_pay — 8 candidates stripped; promote to reference product] | Customer Information System (CIS) Channel Taxonomy
account_settlement | payment | check_number | Check Number | STRING |  | '^[0-9]{1,10}$ |  | The sequential number printed on the customer's check. Captured for check payments to support reconciliation and returned check processing. Null for non-check payment methods. | Uniform Commercial Code (UCC) Article 3
account_settlement | payment | cleared_timestamp | Payment Cleared Timestamp | TIMESTAMP |  |  |  | Date and time when the payment was confirmed as cleared by the financial institution or payment processor. Applicable to checks, ACH, and credit card transactions. Null for cash payments. | NACHA Operating Rules for ACH Transactions
account_settlement | payment | confirmation_number | Payment Confirmation Number | STRING |  | '^[A-Z0-9]{8,20}$ |  | Externally visible confirmation or receipt number provided to the customer upon successful payment submission. Used for customer service inquiries and dispute resolution. | Payment Card Industry Data Security Standard (PCI DSS)
account_settlement | payment | created_timestamp | Record Created Timestamp | TIMESTAMP |  |  |  | System timestamp indicating when this payment record was first inserted into the data platform. Used for data lineage and audit trail purposes. | ISO 8601 Date and Time Format
account_settlement | payment | credit_card_last_four | Credit Card Last Four Digits | STRING | confidential,pii_financial | '^[0-9]{4}$ |  | Last four digits of the customer's credit or debit card number, retained for customer service and dispute resolution. Full card number is tokenized per PCI DSS requirements and not stored in this system. | PCI DSS Requirement 3.3
account_settlement | payment | credit_card_type | Credit Card Type | STRING | restricted,pii_financial | visa¦mastercard¦amex¦discover |  | Brand or network of the credit or debit card used for payment. Common values include Visa, MasterCard, American Express, and Discover. | PCI DSS Merchant Agreement
account_settlement | payment | currency_code | Payment Currency Code | STRING |  | '^[A-Z]{3}$ |  | Three-letter ISO 4217 currency code indicating the currency in which the payment was tendered. Typically USD for U.S. utilities; supports multi-currency operations for international utilities. | ISO 4217 Currency Codes
account_settlement | payment | gl_account_code | General Ledger (GL) Account Code | STRING |  | '^[0-9]{4,10}$ |  | The General Ledger account code to which the payment revenue was posted in the Enterprise Resource Planning (ERP) system. Aligns with the utility's chart of accounts and FERC Uniform System of Accounts. | FERC Uniform System of Accounts
account_settlement | payment | gl_posting_date | General Ledger (GL) Posting Date | DATE |  |  |  | The accounting period date on which the payment transaction was posted to the General Ledger (GL) for financial reporting and revenue recognition. May differ from payment_date due to batch processing or period-end cutoffs. | GAAP Financial Reporting Standards
account_settlement | payment | method_type | Payment Method Type | STRING |  |  |  | The financial instrument or tender type used by the customer to remit payment. Distinguishes between check, electronic funds transfer (EFT), Automated Clearing House (ACH), credit card, debit card, cash, or money order. [ENUM-REF-CANDIDATE: check¦ach¦eft¦credit_card¦debit_card¦cash¦money_order — 7 candidates stripped; promote to reference product] | NACHA Operating Rules, PCI DSS
account_settlement | payment | notes | Payment Notes | STRING |  |  |  | Free-text field for customer service representatives or payment processors to record additional context, special handling instructions, or dispute details related to the payment transaction. | Customer Information System (CIS) Notes Standards
account_settlement | payment | nsf_fee_amount | Non-Sufficient Funds (NSF) Fee Amount | DECIMAL(18,2) |  |  |  | Monetary penalty assessed to the customer account when a payment is returned due to Non-Sufficient Funds. Fee amount is governed by tariff and Public Utility Commission (PUC) regulations. Null if no NSF fee applies. | PUC Tariff Schedule - Service Charges
account_settlement | payment | payment_date | Payment Transaction Date | DATE |  |  |  | The business date on which the payment was received or initiated by the customer. This is the authoritative date for revenue recognition and aging calculations, distinct from posting or clearing dates. | GAAP ASC 606 - Revenue Recognition
account_settlement | payment | payment_id | Payment Identifier (ID) | BIGINT |  |  |  | Unique system-generated identifier for the payment transaction record. Primary key for the payment entity. | ISO/IEC 11179 - Metadata Registries | TRUE
account_settlement | payment | payment_status | Payment Processing Status | STRING |  |  |  | Current lifecycle state of the payment transaction. Tracks progression from initial receipt through posting to general ledger, including exception states such as NSF (Non-Sufficient Funds) returns or reversals. [ENUM-REF-CANDIDATE: received¦posted¦cleared¦returned¦reversed¦pending¦failed — 7 candidates stripped; promote to reference product] | NACHA Operating Rules for ACH Transactions
account_settlement | payment | posted_timestamp | Payment Posted Timestamp | TIMESTAMP |  |  |  | Date and time when the payment was successfully posted to the customer account balance and general ledger. Null if payment has not yet been posted. | GAAP ASC 606 - Revenue Recognition
account_settlement | payment | processor_name | Payment Processor Name | STRING |  |  |  | Name of the third-party payment processor or financial institution that handled the electronic payment transaction. Applicable to credit card, ACH, and EFT payments. | PCI DSS Merchant Agreement
account_settlement | payment | processor_transaction_reference | Payment Processor Transaction Identifier (ID) | STRING |  |  |  | Unique transaction identifier assigned by the external payment processor or gateway. Used for reconciliation, dispute resolution, and chargeback processing. | PCI DSS Transaction Logging Requirements |  | TRUE | This is clearly an external system identifier — the transaction ID assigned by the payment processor (e.g., credit card processor, bank ACH system). This is a reference to an external payment processing system and should never be an FK to an internal table.
account_settlement | payment | received_timestamp | Payment Received Timestamp | TIMESTAMP |  |  |  | Precise date and time when the payment transaction was received by the utility system, including time zone offset. Used for audit trail and SLA compliance tracking. | ISO 8601 Date and Time Format
account_settlement | payment | reversal_date | Payment Reversal Date | DATE |  |  |  | Business date on which the payment was reversed or returned by the financial institution or payment processor. Null if payment has not been reversed. | NACHA Operating Rules for ACH Returns
account_settlement | payment | reversal_reason | Payment Reversal Reason | STRING |  |  |  | Free-text or coded explanation for why a payment was reversed or returned. Common reasons include Non-Sufficient Funds (NSF), account closed, stop payment, unauthorized transaction, or administrative error. Null if payment has not been reversed. | NACHA Return Reason Codes
account_settlement | payment | source_system | Payment Source System | STRING |  |  |  | Name or identifier of the originating system or application that captured and transmitted the payment transaction. Examples include Oracle CC&B, SAP IS-U, third-party payment gateway, or lockbox processor. | Enterprise Application Integration (EAI) Standards
account_settlement | payment | third_party_agency_name | Third-Party Payment Agency Name | STRING |  |  |  | Name of the external agency or authorized payment location that accepted the payment on behalf of the utility. Examples include retail payment centers, community action agencies, or government assistance programs. Null for direct payments. | Third-Party Payment Agent Agreement
account_settlement | payment | token | Payment Token | STRING | confidential,pii_financial |  |  | Tokenized representation of sensitive payment instrument data (credit card number, bank account number) issued by the payment processor or tokenization service. Used for recurring payments and PCI DSS compliance. | PCI DSS Tokenization Guidelines
account_settlement | payment | unapplied_amount | Payment Unapplied Amount | DECIMAL(18,2) |  |  |  | The portion of the payment amount that remains unapplied or held in suspense, typically due to account discrepancies, overpayment, or pending dispute resolution. Zero if payment is fully applied.
account_settlement | payment | updated_timestamp | Record Updated Timestamp | TIMESTAMP |  |  |  | System timestamp indicating when this payment record was last modified in the data platform. Used for change data capture and audit trail purposes. | ISO 8601 Date and Time Format
account_settlement | payment_arrangement | account_id | Account Identifier (ID) | BIGINT |  |  | customer.account.account_id | Reference to the customer account for which this payment arrangement was established. Links to the billing account in Oracle CC&B or SAP IS-U.
account_settlement | payment_arrangement | associated_collections_action_id | Associated Collections Action Identifier (ID) | BIGINT |  |  | billing.collections_action.collections_action_id | Reference to the collections action or case that prompted this payment arrangement. Null if arrangement was proactively requested by customer rather than initiated through collections workflow.
account_settlement | payment_arrangement | actual_completion_date | Actual Completion Date | DATE |  |  |  | Actual date when the arrangement was fully satisfied and all deferred amounts paid. Null if arrangement is still active, broken, or cancelled. May differ from arrangement_end_date if customer paid early or late.
account_settlement | payment_arrangement | approval_date | Arrangement Approval Date | DATE |  |  |  | Date when the payment arrangement was formally approved by the utility. May differ from arrangement_start_date if down payment is required before activation.
account_settlement | payment_arrangement | approved_by_user_code | Approved By User Identifier (ID) | STRING | confidential,pii |  |  | User ID of the customer service representative, supervisor, or automated system that approved the payment arrangement. Used for audit trail and quality assurance. | SOX Internal Controls |  | TRUE | Same pattern as the other approved_by_user_id and user_id columns in this domain. References an internal application user who approved the payment arrangement. No user/employee table exists in the model. This is an external system reference from an identity/auth system.
account_settlement | payment_arrangement | arrangement_end_date | Payment Arrangement End Date | DATE |  |  |  | Scheduled date when the final installment is due and the arrangement is expected to be completed. Calculated from start date plus (number_of_installments * installment_frequency).
account_settlement | payment_arrangement | arrangement_notes | Payment Arrangement Notes | STRING |  |  |  | Free-text field for customer service representatives to document special terms, customer circumstances, or other contextual information relevant to the arrangement. Not displayed to customer.
account_settlement | payment_arrangement | arrangement_number | Payment Arrangement Number | STRING |  | '^PA-[0-9]{8,12}$ |  | Externally visible unique business identifier for the payment arrangement, typically displayed on customer correspondence and used in customer service interactions.
account_settlement | payment_arrangement | arrangement_start_date | Payment Arrangement Start Date | DATE |  |  |  | Effective date when the payment arrangement becomes active and the first installment is due. Typically the date down payment is received or arrangement is approved.
account_settlement | payment_arrangement | arrangement_status | Payment Arrangement Status | STRING |  | pending¦active¦broken¦completed¦cancelled¦suspended |  | Current lifecycle state of the payment arrangement. Pending: awaiting approval or down payment. Active: in good standing with payments current. Broken: customer missed payment(s) per terms. Completed: all installments paid. Cancelled: arrangement terminated by utility or customer. Suspended: temporarily paused.
account_settlement | payment_arrangement | arrangement_type | Payment Arrangement Type | STRING |  | budget_billing¦levelized_payment¦low_income_assistance¦collections_installment¦deferred_payment¦custom |  | Classification of the payment arrangement plan. Budget billing spreads annual costs evenly; levelized payment smooths seasonal variation; low-income assistance provides subsidized payment terms; collections installment addresses past-due balances; deferred payment postpones a portion of charges; custom represents negotiated terms.
account_settlement | payment_arrangement | auto_pay_enrolled | Auto Pay Enrollment Flag | BOOLEAN |  |  |  | Indicates whether the customer has enrolled in automatic payment for installments via bank draft or credit card. Auto-pay enrollment often reduces the risk of arrangement default.
account_settlement | payment_arrangement | broken_date | Arrangement Broken Date | DATE |  |  |  | Date when the arrangement was marked as broken due to non-compliance with payment terms. Triggers collections workflow and potential service disconnection per tariff rules.
account_settlement | payment_arrangement | cancellation_reason | Cancellation Reason Code | STRING |  | customer_request¦account_closed¦service_disconnected¦refinanced¦policy_violation¦administrative |  | Reason code explaining why the arrangement was cancelled before completion. Used for reporting and policy analysis.
account_settlement | payment_arrangement | cancelled_date | Arrangement Cancelled Date | DATE |  |  |  | Date when the arrangement was cancelled by the utility or customer before completion. Remaining balance typically becomes immediately due.
account_settlement | payment_arrangement | created_timestamp | Record Created Timestamp | TIMESTAMP |  |  |  | System timestamp when the payment arrangement record was first created in Oracle CC&B or SAP IS-U. Used for audit trail and data lineage. | SOX Internal Controls
account_settlement | payment_arrangement | down_payment_amount | Down Payment Amount | DECIMAL(15,2) |  |  |  | Initial payment required to establish the arrangement, typically a percentage of the total deferred amount as mandated by state Public Utility Commission (PUC) rules or utility policy. Expressed in USD. | State PUC Payment Arrangement Rules
account_settlement | payment_arrangement | grace_period_days | Grace Period Days | INT |  |  |  | Number of days after installment due date before a missed payment is counted against the arrangement. Typically 5-15 days per utility policy or PUC regulation. | State PUC Payment Arrangement Rules
account_settlement | payment_arrangement | installment_amount | Installment Payment Amount | DECIMAL(15,2) |  |  |  | Fixed amount due per installment period, calculated as (total_deferred_amount - down_payment_amount) / number_of_installments. May be adjusted for final installment to account for rounding. Expressed in USD.
account_settlement | payment_arrangement | installment_frequency | Installment Payment Frequency | STRING |  | weekly¦biweekly¦monthly¦quarterly |  | Cadence at which installment payments are due. Monthly is most common for residential customers; other frequencies may be used for commercial accounts or special assistance programs.
account_settlement | payment_arrangement | installments_missed | Installments Missed Count | INT |  |  |  | Count of scheduled installment payments that were not received by the due date. Exceeding the allowed threshold (typically 1-2 missed payments) triggers arrangement_status transition to broken.
account_settlement | payment_arrangement | installments_paid | Installments Paid Count | INT |  |  |  | Count of installment payments successfully received and applied to the arrangement. Used to track compliance with payment schedule.
account_settlement | payment_arrangement | interest_accrued | Interest Accrued Amount | DECIMAL(15,2) |  |  |  | Total interest charges accrued on the deferred balance to date. Zero if interest_rate is zero. Expressed in USD. | GAAP ASC 310
account_settlement | payment_arrangement | interest_rate | Interest Rate | DECIMAL(5,4) |  |  |  | Annual interest rate applied to the deferred balance, if any. Expressed as a decimal (e.g., 0.0500 for 5%). Many jurisdictions prohibit interest on residential payment arrangements; commercial arrangements may include interest per tariff. | State PUC Tariff Rules
account_settlement | payment_arrangement | last_modified_timestamp | Record Last Modified Timestamp | TIMESTAMP |  |  |  | System timestamp when the payment arrangement record was last updated. Tracks changes to status, payments applied, or other arrangement attributes. | SOX Internal Controls
account_settlement | payment_arrangement | next_installment_due_date | Next Installment Due Date | DATE |  |  |  | Date when the next scheduled installment payment is due. Updated after each payment is received. Null when arrangement is completed, broken, or cancelled.
account_settlement | payment_arrangement | notification_preference | Payment Reminder Notification Preference | STRING |  | email¦sms¦mail¦phone¦none |  | Customer's preferred channel for receiving payment reminders and arrangement status notifications. Used by Customer Information System (CIS) to trigger communications.
account_settlement | payment_arrangement | number_of_installments | Number of Installments | INT |  |  |  | Total count of scheduled installment payments over the life of the arrangement. Typically ranges from 3 to 24 months depending on arrangement type and regulatory constraints.
account_settlement | payment_arrangement | payment_arrangement_id | Payment Arrangement Identifier (ID) | BIGINT |  |  |  | Unique system identifier for the payment arrangement record. Primary key. |  | TRUE
account_settlement | payment_arrangement | program_code | Assistance Program Code | STRING |  |  |  | Code identifying the low-income assistance program, demand-side management (DSM) program, or special rate program under which this arrangement was established. Examples: LIHEAP, CARE, FERA. Null for standard arrangements. | State PUC Low-Income Assistance Programs
account_settlement | payment_arrangement | remaining_balance | Remaining Balance | DECIMAL(15,2) |  |  |  | Current outstanding balance under the arrangement after applying all payments received to date. Decreases with each installment payment. Zero when arrangement is completed. Expressed in USD.
account_settlement | payment_arrangement | total_deferred_amount | Total Deferred Amount | DECIMAL(15,2) |  |  |  | Total outstanding balance being deferred under this arrangement at the time of establishment, including principal charges, late fees, and any applicable interest. Expressed in USD. | GAAP ASC 606
revenue_pricing | bill_cycle | superseded_by_bill_cycle_id | Superseded By Bill Cycle Identifier (ID) | BIGINT |  |  | billing.bill_cycle.bill_cycle_id | Reference to the billing cycle that replaced this cycle when it was retired or restructured. Null for active cycles. Supports historical lineage tracking. | Oracle CC&B Billing Cycle Configuration
revenue_pricing | bill_cycle | tariff_schedule_id | Tariff Schedule Id (Foreign Key) | BIGINT |  |  | regulatory.tariff_schedule.tariff_schedule_id | Foreign key linking to regulatory.tariff_schedule. Business justification: Bill cycles are defined in approved tariff schedules with specific meter reading timelines, billing frequencies, and due date rules. Real business process: tariff-mandated billing cycle administration | Internal - LLM Generated Cross-Domain Link
revenue_pricing | bill_cycle | auto_pay_eligible_flag | Auto Pay Eligible Flag | BOOLEAN |  |  |  | Indicates whether accounts in this cycle are eligible for automatic payment enrollment. May be restricted for certain customer classes or cycle types. | Oracle CC&B Payment Configuration
revenue_pricing | bill_cycle | bill_cycle_id | Bill Cycle Identifier (ID) | BIGINT |  |  |  | Unique identifier for the billing cycle schedule. Primary key for the bill cycle entity. | Oracle CC&B Billing Cycle Configuration | TRUE
revenue_pricing | bill_cycle | bill_date | Bill Date Day of Month | INT |  |  |  | Target day of the month (1-31) when invoices for this cycle are generated and dated. Used for revenue recognition and aging calculations. | Oracle CC&B Billing Engine Configuration
revenue_pricing | bill_cycle | bill_generation_offset_days | Bill Generation Offset Days | INT |  |  |  | Number of days after meter read completion when bill calculation and invoice generation runs are scheduled. Allows time for data validation and rate application. | Oracle CC&B Billing Engine Configuration
revenue_pricing | bill_cycle | budget_billing_eligible_flag | Budget Billing Eligible Flag | BOOLEAN |  |  |  | Indicates whether accounts in this cycle are eligible for budget billing programs, which spread annual costs evenly across monthly payments. | Oracle CC&B Budget Billing Configuration
revenue_pricing | bill_cycle | commodity_type | Commodity Type | STRING |  | electric¦gas¦dual |  | Type of utility service covered by this billing cycle: electric, gas, or dual (combined electric and gas). | FERC Uniform System of Accounts
revenue_pricing | bill_cycle | created_timestamp | Created Timestamp | TIMESTAMP |  |  |  | Timestamp when this billing cycle record was first created in the Customer Information System (CIS). Used for audit and data lineage tracking. | Oracle CC&B Audit Configuration
revenue_pricing | bill_cycle | customer_class | Customer Class | STRING |  | residential¦commercial¦industrial¦agricultural¦municipal¦wholesale |  | Customer class or segment served by this billing cycle. Determines rate schedule eligibility and billing complexity. | FERC Uniform System of Accounts
revenue_pricing | bill_cycle | cycle_code | Billing Cycle Code | STRING |  | '^[A-Z0-9]{2,10}$ |  | Short alphanumeric code uniquely identifying the billing cycle within the billing system. Used as the business identifier for cycle assignment and batch scheduling. | Oracle CC&B Billing Cycle Configuration
revenue_pricing | bill_cycle | cycle_description | Billing Cycle Description | STRING |  |  |  | Detailed description of the billing cycle purpose, coverage area, and operational notes. May include territory, route grouping, or special handling instructions. | Oracle CC&B Billing Cycle Configuration
revenue_pricing | bill_cycle | cycle_frequency | Billing Cycle Frequency | STRING |  | monthly¦bi-monthly¦quarterly¦annual¦on-demand¦special |  | Frequency at which accounts in this cycle are billed. Monthly is standard for residential; bi-monthly, quarterly, or special cycles may apply to large Commercial and Industrial (C&I) accounts. | Oracle CC&B Billing Cycle Configuration
revenue_pricing | bill_cycle | cycle_name | Billing Cycle Name | STRING |  |  |  | Human-readable descriptive name of the billing cycle, such as 'Monthly Residential Cycle 01' or 'Bi-Monthly Commercial Cycle A'. | Oracle CC&B Billing Cycle Configuration
revenue_pricing | bill_cycle | cycle_status | Billing Cycle Status | STRING |  | active¦inactive¦suspended¦pending |  | Current operational status of the billing cycle. Active cycles are used for new account assignments and ongoing billing operations. Inactive cycles are retained for historical reference. | Oracle CC&B Billing Cycle Configuration
revenue_pricing | bill_cycle | effective_date | Effective Date | DATE |  |  |  | Date when this billing cycle configuration became or will become effective. Supports versioning and regulatory compliance for cycle changes. | State PUC Billing Regulations
revenue_pricing | bill_cycle | estimated_account_count | Estimated Account Count | INT |  |  |  | Approximate number of customer accounts assigned to this billing cycle. Used for capacity planning, batch sizing, and workload balancing across cycles. | Oracle CC&B Billing Cycle Configuration
revenue_pricing | bill_cycle | estimated_billing_flag | Estimated Billing Allowed Flag | BOOLEAN |  |  |  | Indicates whether estimated billing is permitted for accounts in this cycle when actual meter reads are unavailable. Subject to regulatory limits on consecutive estimated bills. | State PUC Estimated Billing Regulations
revenue_pricing | bill_cycle | expiration_date | Expiration Date | DATE |  |  |  | Date when this billing cycle configuration expires or was superseded. Null for currently active cycles. Used for historical tracking and regulatory audit. | State PUC Billing Regulations
revenue_pricing | bill_cycle | last_modified_timestamp | Last Modified Timestamp | TIMESTAMP |  |  |  | Timestamp when this billing cycle record was last updated. Tracks configuration changes and supports change management processes. | Oracle CC&B Audit Configuration
revenue_pricing | bill_cycle | meter_read_end_day | Meter Read End Day | INT |  |  |  | Day of the month (1-31) when the meter reading window closes for accounts in this cycle. All meter reads must be completed by this day to support timely bill generation. | Oracle Utilities MDMS Meter Read Scheduling
revenue_pricing | bill_cycle | meter_read_start_day | Meter Read Start Day | INT |  |  |  | Day of the month (1-31) when the meter reading window opens for accounts in this cycle. Drives Advanced Metering Infrastructure (AMI) or Automated Meter Reading (AMR) batch scheduling. | Oracle Utilities MDMS Meter Read Scheduling
revenue_pricing | bill_cycle | paperless_billing_eligible_flag | Paperless Billing Eligible Flag | BOOLEAN |  |  |  | Indicates whether accounts in this cycle are eligible for paperless billing and electronic invoice delivery. Supports cost reduction and environmental initiatives. | Oracle CC&B Billing Delivery Configuration
revenue_pricing | bill_cycle | payment_due_day | Payment Due Day of Month | INT |  |  |  | Target day of the month (1-31) when payment is due for invoices in this cycle. Calculated as bill_date plus payment_due_offset_days. | State PUC Payment Terms Regulations
revenue_pricing | bill_cycle | payment_due_offset_days | Payment Due Offset Days | INT |  |  |  | Number of days after bill date when payment is due. Typically 15-30 days for residential accounts; may vary by customer class and regulatory requirements. | State PUC Payment Terms Regulations
revenue_pricing | bill_cycle | regulatory_approval_reference | Regulatory Approval Reference | STRING |  |  |  | Reference to the Public Utility Commission (PUC) docket, order, or tariff filing that approved this billing cycle configuration. Required for regulatory compliance and audit. | State PUC Tariff Filing Requirements
revenue_pricing | bill_cycle | route_grouping | Route Grouping | STRING |  |  |  | Meter reading route or grouping identifier used to organize field meter readers or AMI collection schedules. May represent physical routes or logical batches. | Oracle Utilities MDMS Route Configuration
revenue_pricing | bill_cycle | special_handling_flag | Special Handling Flag | BOOLEAN |  |  |  | Indicates whether this cycle requires special processing, such as manual review, custom rate application, or non-standard billing rules. True for large C&I or wholesale accounts. | Oracle CC&B Billing Engine Configuration
revenue_pricing | bill_cycle | tariff_book_reference | Tariff Book Reference | STRING |  |  |  | Reference to the section of the utility tariff book that governs billing cycle assignment and payment terms for this cycle. Used for regulatory compliance and customer dispute resolution. | State PUC Tariff Book
revenue_pricing | bill_cycle | territory_code | Territory Code | STRING |  | '^[A-Z0-9]{2,10}$ |  | Geographic territory or service area code associated with this billing cycle. Aligns with Geographic Information System (GIS) boundaries and operational districts. | ESRI ArcGIS Territory Configuration
revenue_pricing | bill_cycle | version_number | Version Number | INT |  |  |  | Version number of this billing cycle configuration. Incremented when cycle parameters are modified. Supports change tracking and regulatory audit. | Oracle CC&B Billing Cycle Configuration
revenue_pricing | bill_dispute | account_id | Account Identifier (ID) | BIGINT |  |  | customer.account.account_id | Reference to the customer account that initiated the dispute. Links to the customer account master record in the Customer Information System (CIS). | Oracle CC&B Account Object
revenue_pricing | bill_dispute | billing_rate_schedule_id | Rate Schedule Code | BIGINT |  |  | billing.rate_schedule.rate_schedule_id | Tariff rate schedule code applied to the disputed bill. Used to verify correct rate application and identify rate misapplication disputes. | PUC Tariff Filing
revenue_pricing | bill_dispute | docket_id | Docket Id (Foreign Key) | BIGINT |  |  | regulatory.docket.docket_id | Foreign key linking to regulatory.docket. Business justification: Bill disputes escalated to PUC become formal docket proceedings. Real business process: customer complaint escalation to regulatory commission. The existing puc_complaint_number field signals this rel | Internal - LLM Generated Cross-Domain Link
revenue_pricing | bill_dispute | invoice_id | Bill Identifier (ID) | BIGINT |  |  | billing.invoice.invoice_id | Reference to the specific invoice or bill being disputed. Links to the bill master record. | Oracle CC&B Bill Object
revenue_pricing | bill_dispute | invoice_line_id | Invoice Line Id (Foreign Key) | BIGINT |  |  | billing.invoice_line.invoice_line_id | Foreign key linking to billing.invoice_line. Business justification: Customer disputes are often about specific line-item charges (e.g., disputing a demand charge calculation or a regulatory rider amount), not the entire invoice. Adding this FK allows precise tracking | Internal - LLM Generated Cross-Domain Link
revenue_pricing | bill_dispute | adjustment_reason_code | Adjustment Reason Code | STRING |  | '^[A-Z]{2,4}-[0-9]{2,4}$ |  | Standardized code identifying the specific reason for any billing adjustment or credit issued. Required for financial audit and regulatory reporting. | Internal Financial Control Standard
revenue_pricing | bill_dispute | assigned_analyst_code | Assigned Analyst Identifier (ID) | BIGINT |  |  |  | Reference to the customer service analyst or dispute resolution specialist assigned to investigate and resolve this case. | Internal Workforce Management |  | TRUE | The column references a person/role (analyst) who handles bill disputes. There is no generic employee or workforce.employee table in the model. The 'analyst' is likely an internal user referenced by an external system identifier (e.g., HR system or CRM user ID). Since no workforce/employee table exists in the model and this is a single reference, KEEP_AS_IS is appropriate to avoid polluting the model with a non-core table. Renaming to remove _id suffix.
revenue_pricing | bill_dispute | assigned_department | Assigned Department | STRING |  | customer_service¦billing_operations¦meter_services¦revenue_protection¦regulatory_affairs |  | Department or functional area responsible for investigating and resolving the dispute. Determines escalation path and subject matter expertise. | Internal Organization Structure
revenue_pricing | bill_dispute | bill_dispute_id | Bill Dispute Identifier (ID) | BIGINT |  |  |  | Unique identifier for the bill dispute record. Primary key for the bill dispute entity. | Internal System Standard | TRUE
revenue_pricing | bill_dispute | billing_period_end_date | Billing Period End Date | DATE |  |  |  | End date of the billing period for the disputed bill. Defines the service period under dispute. | Oracle CC&B Billing Cycle
revenue_pricing | bill_dispute | billing_period_start_date | Billing Period Start Date | DATE |  |  |  | Start date of the billing period for the disputed bill. Defines the service period under dispute. | Oracle CC&B Billing Cycle
revenue_pricing | bill_dispute | closed_date | Dispute Closed Date | DATE |  |  |  | Date when the dispute case was formally closed in the system after resolution and all follow-up actions were completed. | Oracle CC&B Case Management
revenue_pricing | bill_dispute | created_timestamp | Record Created Timestamp | TIMESTAMP |  |  |  | System timestamp when this dispute record was first created in the database. Used for audit trail and data lineage tracking. | SOX Audit Trail Requirements
revenue_pricing | bill_dispute | credit_amount | Credit Amount | DECIMAL(15,2) |  |  |  | Dollar amount of credit issued to the customer account as part of the dispute resolution. Zero if no credit was granted. | GAAP Revenue Recognition
revenue_pricing | bill_dispute | customer_contact_email | Customer Contact Email Address | STRING | restricted,pii_email | '^[a-zA-Z0-9._%+-]+@[a-zA-Z0-9.-]+\.[a-zA-Z]{2,}$ |  | Email address for the customer contact regarding this dispute. Used for written communication and resolution documentation. | GDPR Article 4
revenue_pricing | bill_dispute | customer_contact_name | Customer Contact Name | STRING | restricted,pii_name |  |  | Name of the customer or authorized representative who initiated the dispute. May differ from the account holder name. | GDPR Article 4
revenue_pricing | bill_dispute | customer_contact_phone | Customer Contact Phone Number | STRING | restricted,pii_phone |  |  | Primary phone number for the customer contact regarding this dispute. Used for follow-up communication and resolution coordination. | GDPR Article 4
revenue_pricing | bill_dispute | customer_satisfaction_rating | Customer Satisfaction Rating | INT |  |  |  | Post-resolution customer satisfaction score on a scale of 1 to 5. Used for service quality monitoring and process improvement. | Internal Customer Experience Standard
revenue_pricing | bill_dispute | dispute_description | Dispute Description | STRING |  |  |  | Detailed narrative description of the customer complaint and the specific issues being disputed. Captures customer-provided context and concerns. | Oracle CC&B Case Notes
revenue_pricing | bill_dispute | dispute_number | Dispute Number | STRING |  | '^DSP-[0-9]{8,12}$ |  | Externally visible unique business identifier for the dispute case. Used for customer communication and case tracking across systems. | Oracle CC&B Case Management
revenue_pricing | bill_dispute | dispute_open_date | Dispute Open Date | DATE |  |  |  | Date when the dispute was formally opened in the system. Marks the start of the SLA clock for regulatory compliance tracking. | PUC Customer Service Standards
revenue_pricing | bill_dispute | dispute_open_timestamp | Dispute Open Timestamp | TIMESTAMP |  |  |  | Precise date and time when the dispute case was created in the system. Used for detailed SLA tracking and audit trails. | Oracle CC&B Audit Standard
revenue_pricing | bill_dispute | dispute_reason_code | Dispute Reason Code | STRING |  | '^[A-Z]{2,4}-[0-9]{2,4}$ |  | Standardized code categorizing the specific reason for the dispute. Used for root cause analysis and process improvement tracking. | Internal Dispute Classification Standard
revenue_pricing | bill_dispute | dispute_status | Dispute Status | STRING |  |  |  | Current lifecycle status of the dispute case. Tracks progression through investigation, resolution, and closure workflows. [ENUM-REF-CANDIDATE: open¦under_investigation¦pending_customer_response¦pending_meter_test¦resolved¦closed¦escalated — 7 candidates stripped; promote to reference product] | Oracle CC&B Case Status
revenue_pricing | bill_dispute | dispute_type | Dispute Type | STRING |  |  |  | Classification of the dispute based on the nature of the customer complaint. Determines routing, investigation procedures, and resolution workflows. [ENUM-REF-CANDIDATE: billing_error¦rate_misapplication¦estimated_read¦meter_malfunction¦high_bill_complaint¦unauthorized_charge¦regulatory_complaint — 7 candidates stripped; promote to reference product] | NARUC Customer Service Standards
revenue_pricing | bill_dispute | disputed_amount | Disputed Amount | DECIMAL(15,2) |  |  |  | Total dollar amount being disputed by the customer. May represent full bill amount or specific line item charges. | GAAP Revenue Recognition
revenue_pricing | bill_dispute | disputed_kwh | Disputed Kilowatt-Hours (kWh) | DECIMAL(12,2) |  |  |  | Quantity of electric energy consumption in kilowatt-hours being disputed. Applicable for electric service disputes involving usage discrepancies. | IEEE Energy Measurement Standards
revenue_pricing | bill_dispute | disputed_mcf | Disputed Thousand Cubic Feet (MCF) | DECIMAL(12,2) |  |  |  | Quantity of natural gas consumption in thousand cubic feet being disputed. Applicable for gas service disputes involving usage discrepancies. | AGA Gas Measurement Standards
revenue_pricing | bill_dispute | escalation_date | Escalation Date | DATE |  |  |  | Date when the dispute was escalated to a higher tier or specialized team. Used for tracking escalation patterns and resolution complexity. | Internal Case Management Standard
revenue_pricing | bill_dispute | escalation_level | Escalation Level | STRING |  | tier_1¦tier_2¦tier_3¦management¦executive¦regulatory |  | Current escalation tier of the dispute case. Indicates the level of management or specialized expertise involved in resolution. | Internal Case Management Standard
revenue_pricing | bill_dispute | investigation_notes | Investigation Notes | STRING |  |  |  | Detailed internal notes documenting the investigation process, findings, evidence reviewed, and decision rationale. Used for audit trail and knowledge management. | Internal Case Management Standard
revenue_pricing | bill_dispute | last_modified_timestamp | Record Last Modified Timestamp | TIMESTAMP |  |  |  | System timestamp when this dispute record was last updated. Used for audit trail and change tracking. | SOX Audit Trail Requirements
revenue_pricing | bill_dispute | meter_read_type | Meter Read Type | STRING |  | actual¦estimated¦customer_read¦remote¦ami |  | Method used to obtain the meter reading for the disputed billing period. Critical for estimated read disputes and meter malfunction investigations. | MDMS Read Type Classification
revenue_pricing | bill_dispute | puc_complaint_flag | Public Utility Commission (PUC) Complaint Flag | BOOLEAN |  |  |  | Indicator whether this dispute was escalated to or originated from a formal complaint filed with the state Public Utility Commission. Triggers enhanced regulatory reporting and tracking requirements. | PUC Complaint Tracking Requirements
revenue_pricing | bill_dispute | puc_complaint_number | Public Utility Commission (PUC) Complaint Number | STRING |  | '^PUC-[A-Z]{2}-[0-9]{6,10}$ |  | Official complaint case number assigned by the state Public Utility Commission if the dispute was escalated to regulatory level. Used for regulatory correspondence and reporting. | PUC Complaint Tracking Requirements
revenue_pricing | bill_dispute | resolution_date | Resolution Date | DATE |  |  |  | Date when the dispute was formally resolved and a final determination was communicated to the customer. Marks the end of the SLA clock. | PUC Customer Service Standards
revenue_pricing | bill_dispute | resolution_description | Resolution Description | STRING |  |  |  | Detailed narrative explanation of the investigation findings and the rationale for the resolution decision. Provides audit trail and customer communication content. | Oracle CC&B Case Resolution Notes
revenue_pricing | bill_dispute | resolution_timestamp | Resolution Timestamp | TIMESTAMP |  |  |  | Precise date and time when the dispute resolution was finalized in the system. Used for detailed SLA compliance reporting. | Oracle CC&B Audit Standard
revenue_pricing | bill_dispute | resolution_type | Resolution Type | STRING |  |  |  | Classification of the final resolution action taken to close the dispute. Determines financial adjustments and follow-up actions required. [ENUM-REF-CANDIDATE: credit_issued¦bill_upheld¦rate_correction¦re_read_ordered¦meter_test_ordered¦payment_plan_offered¦partial_credit¦no_action — 8 candidates stripped; promote to reference product] | NARUC Customer Service Standards
revenue_pricing | bill_dispute | service_type | Service Type | STRING |  | electric¦gas¦dual_fuel |  | Type of utility service associated with the disputed bill. Determines applicable rate schedules, regulatory requirements, and investigation procedures. | FERC Service Classification
revenue_pricing | bill_dispute | sla_actual_days | Service Level Agreement (SLA) Actual Days | INT |  |  |  | Actual number of calendar days elapsed from dispute open date to resolution date. Used for SLA compliance tracking and performance reporting. | PUC Customer Service Standards
revenue_pricing | bill_dispute | sla_compliance_flag | Service Level Agreement (SLA) Compliance Flag | BOOLEAN |  |  |  | Indicator whether the dispute was resolved within the target SLA timeframe. Used for regulatory reporting and internal performance management. | PUC Customer Service Standards
revenue_pricing | bill_dispute | sla_target_days | Service Level Agreement (SLA) Target Days | INT |  |  |  | Number of calendar days allowed for dispute resolution per regulatory or internal service level agreement. Varies by dispute type and jurisdiction. | PUC Customer Service Standards
revenue_pricing | billing_service_agreement | account_id | Account Id (Foreign Key) | BIGINT |  |  | customer.account.account_id | Foreign key linking to customer.account. Business justification: Billing service agreements must link to billing accounts for payment processing, credit management, collections tracking, and account-level billing preferences. Currently has party_id but missing acco | Internal - LLM Generated Cross-Domain Link
revenue_pricing | billing_service_agreement | bill_cycle_id | Billing Cycle Code | BIGINT |  |  | billing.bill_cycle.bill_cycle_id | Code identifying the monthly billing cycle schedule for this agreement. Determines meter read date and invoice generation timing. | Oracle CC&B Billing Cycle
revenue_pricing | billing_service_agreement | billing_rate_schedule_id | Rate Schedule Code | BIGINT |  |  | billing.rate_schedule.rate_schedule_id | Tariff rate schedule code governing charge calculation for this agreement. Examples include residential TOU, commercial demand, CPP, tiered rates. Approved by PUC. | PUC Tariff Filing
revenue_pricing | billing_service_agreement | cost_center_id | Cost Center Id (Foreign Key) | BIGINT |  |  | finance.cost_center.cost_center_id | Foreign key linking to finance.cost_center. Business justification: Service agreements tie to cost centers for revenue allocation by service territory and cost-of-service analysis in rate cases. Supports regulatory cost allocation requirements. | Internal - LLM Generated Cross-Domain Link
revenue_pricing | billing_service_agreement | party_id | Customer ID | BIGINT |  |  | customer.party.party_id | Identifier of the customer party to this service agreement. Links to the customer master entity. | Oracle CC&B Customer Account
revenue_pricing | billing_service_agreement | payment_arrangement_id | Payment Arrangement ID | BIGINT |  |  | billing.payment_arrangement.payment_arrangement_id | Identifier of the active payment arrangement or installment plan for past-due balances. Null if no arrangement in place. | Oracle CC&B Payment Arrangement
revenue_pricing | billing_service_agreement | service_point_id | Service Point ID | BIGINT |  |  | distribution.service_point.service_point_id | Identifier of the physical service point (meter location) where electric or gas service is delivered under this agreement. | Oracle CC&B Service Point
revenue_pricing | billing_service_agreement | tariff_schedule_id | Tariff Schedule Id (Foreign Key) | BIGINT |  |  | regulatory.tariff_schedule.tariff_schedule_id | Foreign key linking to regulatory.tariff_schedule. Business justification: Service agreements must reference the approved tariff schedule governing service terms, conditions, and rates. Real business process: tariff compliance in customer contracts and regulatory audit suppo | Internal - LLM Generated Cross-Domain Link
revenue_pricing | billing_service_agreement | activated_timestamp | Service Activated Timestamp | TIMESTAMP |  |  |  | Timestamp when service delivery under this agreement was activated and billing commenced. | Oracle CC&B Service Activation
revenue_pricing | billing_service_agreement | agreement_number | Service Agreement Number | STRING |  |  |  | Externally visible business identifier for the service agreement. Used in customer communications and billing statements. | Oracle CC&B Service Agreement
revenue_pricing | billing_service_agreement | agreement_status | Service Agreement Status | STRING |  | active¦pending¦suspended¦final¦cancelled |  | Current lifecycle status of the service agreement. Active = service in delivery; Pending = awaiting activation; Suspended = temporarily halted; Final = closed with final bill issued; Cancelled = terminated before activation. | Oracle CC&B Agreement Status
revenue_pricing | billing_service_agreement | agreement_type | Service Agreement Type | STRING |  | electric¦gas¦dual_fuel |  | Type of utility service provided under this agreement: electric only, gas only, or dual fuel (both electric and gas). | Utility Industry Standard
revenue_pricing | billing_service_agreement | auto_pay_flag | Auto Pay Enrolled Flag | BOOLEAN |  |  |  | Indicates whether automatic payment is enabled for this service agreement. True = auto-pay active; False = manual payment. | Oracle CC&B Payment Arrangement
revenue_pricing | billing_service_agreement | average_monthly_usage_kwh | Average Monthly Usage (kWh) | DECIMAL(12,3) |  |  |  | Rolling 12-month average monthly electric consumption in kilowatt-hours for this service agreement. Used for budget billing calculation and load forecasting. | Utility Load Research
revenue_pricing | billing_service_agreement | average_monthly_usage_mcf | Average Monthly Usage (MCF) | DECIMAL(12,3) |  |  |  | Rolling 12-month average monthly gas consumption in thousand cubic feet for this service agreement. Used for budget billing calculation and load forecasting. | AGA Gas Measurement Standard
revenue_pricing | billing_service_agreement | billing_service_agreement_id | Billing Service Agreement ID | BIGINT |  |  |  | Unique identifier for the billing service agreement. Primary key for this entity. | Internal System Standard | TRUE
revenue_pricing | billing_service_agreement | budget_billing_flag | Budget Billing Enrolled Flag | BOOLEAN |  |  |  | Indicates whether this service agreement is enrolled in budget billing (levelized monthly payment plan). True = enrolled; False = standard billing. | Oracle CC&B Budget Billing
revenue_pricing | billing_service_agreement | collection_status | Collection Status | STRING |  | current¦past_due¦collection¦payment_plan¦suspended¦write_off |  | Current collections status for this service agreement. Current = no arrears; Past Due = overdue balance; Collection = active collections; Payment Plan = installment arrangement; Suspended = service disconnected; Write Off = uncollectible. | Oracle CC&B Collections
revenue_pricing | billing_service_agreement | commodity_type | Commodity Type | STRING |  | electric¦gas |  | Primary commodity delivered under this agreement: electric (kWh) or gas (MCF/Therm). | FERC Uniform System of Accounts
revenue_pricing | billing_service_agreement | contract_demand_kw | Contract Demand (kW) | DECIMAL(12,3) |  |  |  | Contracted demand level in kilowatts for commercial and industrial customers with demand-based rate schedules. Used for demand charge calculation and capacity reservation. | FERC Demand Billing Standard
revenue_pricing | billing_service_agreement | created_timestamp | Record Created Timestamp | TIMESTAMP |  |  |  | Timestamp when this service agreement record was first created in the CIS system. | Oracle CC&B Audit
revenue_pricing | billing_service_agreement | credit_rating | Customer Credit Rating | STRING | confidential | excellent¦good¦fair¦poor¦no_rating |  | Credit assessment of the customer for deposit and payment term determination. Excellent/Good = no deposit; Fair/Poor = deposit required. | Oracle CC&B Credit Assessment
revenue_pricing | billing_service_agreement | current_balance | Current Account Balance | DECIMAL(15,2) | confidential,pii_financial |  |  | Current outstanding balance for this service agreement. Positive = amount owed by customer; Negative = credit balance. | GAAP Revenue Recognition
revenue_pricing | billing_service_agreement | customer_class | Customer Class | STRING |  | residential¦commercial¦industrial¦agricultural¦public_authority |  | Regulatory customer classification for rate and service eligibility: residential, commercial, industrial, agricultural, or public authority. | FERC Customer Classification Standard
revenue_pricing | billing_service_agreement | deposit_amount | Security Deposit Amount | DECIMAL(15,2) | confidential |  |  | Dollar amount of security deposit held for this service agreement. Required for customers with poor credit or payment history. Null if no deposit required. | PUC Deposit Rules
revenue_pricing | billing_service_agreement | deposit_held_date | Deposit Held Date | DATE |  |  |  | Date when the security deposit was collected and held. Used for interest accrual calculation per PUC rules. | PUC Deposit Rules
revenue_pricing | billing_service_agreement | end_date | Service Agreement End Date | DATE |  |  |  | Date when service delivery and billing under this agreement ended or is scheduled to end. Null for open-ended active agreements. Corresponds to move-out or service termination date. | Oracle CC&B Service Agreement
revenue_pricing | billing_service_agreement | last_bill_date | Last Bill Date | DATE |  |  |  | Date of the most recent invoice generated for this service agreement. | Oracle CC&B Billing
revenue_pricing | billing_service_agreement | last_modified_timestamp | Record Last Modified Timestamp | TIMESTAMP |  |  |  | Timestamp when this service agreement record was last updated in the CIS system. | Oracle CC&B Audit
revenue_pricing | billing_service_agreement | last_payment_date | Last Payment Date | DATE |  |  |  | Date of the most recent payment received for this service agreement. | Oracle CC&B Payment
revenue_pricing | billing_service_agreement | life_support_flag | Life Support Equipment Flag | BOOLEAN | confidential |  |  | Indicates whether the premise has registered life-support medical equipment requiring uninterrupted electric service. True = life support present; False = none. Affects disconnection rules. | PUC Consumer Protection Rules
revenue_pricing | billing_service_agreement | load_profile_code | Load Profile Code | STRING |  |  |  | Code identifying the typical consumption pattern profile for this service agreement. Used for demand forecasting and rate design. | Utility Load Research
revenue_pricing | billing_service_agreement | low_income_qualified_flag | Low Income Qualified Flag | BOOLEAN | confidential |  |  | Indicates whether the customer qualifies for low-income assistance programs and discounted rates. True = qualified; False = not qualified. | PUC Low Income Program
revenue_pricing | billing_service_agreement | nem_enrolled_flag | Net Energy Metering (NEM) Enrolled Flag | BOOLEAN |  |  |  | Indicates whether this service agreement is enrolled in a Net Energy Metering program for distributed generation (solar, wind). True = enrolled; False = not enrolled. | PUC NEM Program Rules
revenue_pricing | billing_service_agreement | notes | Service Agreement Notes | STRING |  |  |  | Free-text notes and comments regarding special circumstances, customer requests, or operational considerations for this service agreement. | Oracle CC&B Notes
revenue_pricing | billing_service_agreement | paperless_billing_flag | Paperless Billing Enrolled Flag | BOOLEAN |  |  |  | Indicates whether the customer has opted for electronic billing statements instead of paper. True = paperless; False = paper billing. | Oracle CC&B Billing Preference
revenue_pricing | billing_service_agreement | premise_type | Premise Type | STRING |  |  |  | Classification of the physical premise receiving service: single-family home, multi-family dwelling, commercial office, retail, industrial facility, agricultural facility, or public building. [ENUM-REF-CANDIDATE: single_family¦multi_family¦commercial_office¦retail¦industrial_facility¦agricultural_facility¦public_building — 7 candidates stripped; promote to reference product] | Utility Industry Standard
revenue_pricing | billing_service_agreement | service_voltage_level | Service Voltage Level | STRING |  | secondary¦primary¦transmission |  | Voltage level at which electric service is delivered. Secondary = low voltage residential/small commercial; Primary = medium voltage large commercial; Transmission = high voltage industrial. | IEEE Voltage Classification
revenue_pricing | billing_service_agreement | special_rate_rider_codes | Special Rate Rider Codes | STRING |  |  |  | Comma-separated list of special rate rider codes applied to this agreement. Examples: FAC (Fuel Adjustment Clause), renewable energy surcharge, low-income discount, energy efficiency incentive. | PUC Tariff Riders
revenue_pricing | billing_service_agreement | start_date | Service Agreement Start Date | DATE |  |  |  | Date when service delivery and billing under this agreement became effective. Corresponds to move-in or service initiation date. | Oracle CC&B Service Agreement
revenue_pricing | billing_service_agreement | terminated_timestamp | Service Terminated Timestamp | TIMESTAMP |  |  |  | Timestamp when service delivery under this agreement was terminated. Null for active agreements. | Oracle CC&B Service Termination
revenue_pricing | billing_service_agreement | termination_reason | Service Termination Reason | STRING |  | customer_request¦move_out¦non_payment¦property_demolition¦service_transfer¦other |  | Reason code for service agreement termination. Customer Request = voluntary disconnect; Move Out = customer relocation; Non Payment = involuntary disconnect; Property Demolition = premise no longer exists; Service Transfer = agreement superseded by new agreement. | Oracle CC&B Termination Codes
revenue_pricing | billing_service_agreement | third_party_notification_flag | Third Party Notification Flag | BOOLEAN |  |  |  | Indicates whether a third party (family member, social service agency) is registered to receive billing and disconnection notices. True = third party registered; False = none. | PUC Consumer Protection Rules
revenue_pricing | invoice | account_id | Customer Account Identifier | BIGINT |  |  | customer.account.account_id | Reference to the customer account for which this invoice was generated. Links to the customer account master in the Customer Information System (CIS). | FERC Uniform System of Accounts
revenue_pricing | invoice | bill_cycle_id | Bill Cycle Id (Foreign Key) | BIGINT |  |  | billing.bill_cycle.bill_cycle_id | Foreign key linking to billing.bill_cycle. Business justification: Every invoice is generated as part of a specific billing cycle schedule. This FK allows tracking which cycle generated the invoice and supports operational reporting on billing cycle performance. The | Internal - LLM Generated Cross-Domain Link
revenue_pricing | invoice | billing_rate_schedule_id | Rate Schedule Code | BIGINT |  |  | billing.rate_schedule.rate_schedule_id | Code identifying the tariff rate schedule applied to calculate charges on this invoice. Examples include residential TOU (Time-of-Use), CPP (Critical Peak Pricing), tiered rates, commercial demand rates, and industrial interruptible rates. Approved by the Public Utility Commission (PUC). | PUC Tariff Filings
revenue_pricing | invoice | customer_service_agreement_id | Service Agreement Identifier | BIGINT |  |  | customer.customer_service_agreement.customer_service_agreement_id | Reference to the service agreement (contract) under which this invoice was issued. A customer account may have multiple service agreements for different service points or commodity types (electric vs gas). | FERC Uniform System of Accounts
revenue_pricing | invoice | gl_account_id | Gl Account Id (Foreign Key) | BIGINT |  |  | finance.gl_account.gl_account_id | Foreign key linking to finance.gl_account. Business justification: Revenue recognition requires mapping invoices to GL accounts for posting to general ledger. Core utility billing-to-finance integration for accounts receivable and revenue accounting. | Internal - LLM Generated Cross-Domain Link
revenue_pricing | invoice | meter_id |  | BIGINT |  |  | metering.meter.meter_id | FK to metering.meter.meter_id — Essential for billing-to-meter reconciliation — billing disputes and revenue assurance require tracing an invoice back to the specific meter and its interval reads.
revenue_pricing | invoice | rate_case_id | Rate Case Id (Foreign Key) | BIGINT |  |  | regulatory.rate_case.rate_case_id | Foreign key linking to regulatory.rate_case. Business justification: Invoices generated under rates approved in specific rate cases need traceability for revenue requirement validation, true-up calculations, and rate case reconciliation. Real business process: rate cas | Internal - LLM Generated Cross-Domain Link
revenue_pricing | invoice | bill_period_end_date | Bill Period End Date | DATE |  |  |  | End date of the billing period covered by this invoice. Represents the last day of consumption included in the bill. Typically corresponds to the meter read date. | FERC Uniform System of Accounts
revenue_pricing | invoice | bill_period_start_date | Bill Period Start Date | DATE |  |  |  | Start date of the billing period covered by this invoice. Represents the first day of consumption included in the bill. Aligns with meter read cycle dates. | FERC Uniform System of Accounts
revenue_pricing | invoice | billing_days | Billing Days | INT |  |  |  | Number of days in the billing period, calculated as the difference between bill period end date and bill period start date. Used to normalize consumption for comparison across billing cycles of varying lengths. | FERC Uniform System of Accounts
revenue_pricing | invoice | commodity_type | Commodity Type | STRING |  | electric¦gas¦dual |  | Type of utility service billed on this invoice. Electric-only, gas-only, or dual-commodity (combined electric and gas charges on a single invoice). | FERC Uniform System of Accounts
revenue_pricing | invoice | consumption_kwh | Consumption Kilowatt-Hours (kWh) | DECIMAL(18,3) |  |  |  | Total electric energy consumption during the billing period, measured in kWh (Kilowatt-Hours). Derived from meter reads (actual or estimated) from AMI or AMR systems. Null for gas-only invoices. | NERC Standards
revenue_pricing | invoice | consumption_therms | Consumption Therms | DECIMAL(18,3) |  |  |  | Total gas consumption during the billing period, measured in Therms (unit of heat energy for gas billing). One Therm equals 100,000 BTU. Derived from meter reads. Null for electric-only invoices. | AGA Standards
revenue_pricing | invoice | created_timestamp | Created Timestamp | TIMESTAMP |  |  |  | System timestamp when the invoice record was first created in the billing system. Used for audit trail and data lineage tracking. | SOX Compliance
revenue_pricing | invoice | current_charges_amount | Current Charges Amount | DECIMAL(18,2) |  |  |  | Total charges for the current billing period before taxes and regulatory riders. Includes energy charges (kWh or Therm), demand charges (kW or MW), customer charges, and any applicable FAC (Fuel Adjustment Clause) adjustments. Expressed in USD. | GAAP Revenue Recognition ASC 606
revenue_pricing | invoice | customer_charge_amount | Customer Charge Amount | DECIMAL(18,2) |  |  |  | Fixed monthly charge for maintaining the customer account and service connection, independent of consumption. Covers meter reading, billing, customer service, and infrastructure maintenance costs. Approved by PUC tariff. Expressed in USD. | PUC Tariff Rules
revenue_pricing | invoice | delivery_method | Delivery Method | STRING |  | paper¦email¦online_portal |  | Method by which the invoice was delivered to the customer. Paper invoices are mailed via postal service. Email invoices are sent as PDF attachments. Online portal invoices are available for download through the customer self-service portal. | PUC Consumer Protection Rules
revenue_pricing | invoice | demand_charge_amount | Demand Charge Amount | DECIMAL(18,2) |  |  |  | Charges for peak demand during the billing period, applicable to commercial and industrial customers. Based on the highest kW (Kilowatt) or MW (Megawatt) demand recorded during on-peak hours. Not applicable to most residential customers. Expressed in USD. | FERC Uniform System of Accounts
revenue_pricing | invoice | disconnection_notice_flag | Disconnection Notice Flag | BOOLEAN |  |  |  | Indicates whether a disconnection notice has been issued for this invoice due to non-payment. True if the customer has been notified of pending service disconnection. Disconnection procedures are governed by PUC consumer protection rules. | PUC Consumer Protection Rules
revenue_pricing | invoice | dispute_flag | Dispute Flag | BOOLEAN |  |  |  | Indicates whether the customer has disputed this invoice. True if a formal dispute has been filed with customer service or the PUC. Disputed invoices may be placed on hold for collections pending resolution. | PUC Consumer Protection Rules
revenue_pricing | invoice | dispute_reason | Dispute Reason | STRING |  |  |  | Free-text description of the reason for the invoice dispute, as provided by the customer or customer service representative. Common reasons include billing errors, meter read discrepancies, rate application issues, and service quality complaints. | PUC Consumer Protection Rules
revenue_pricing | invoice | due_date | Payment Due Date | DATE |  |  |  | Date by which payment must be received to avoid late fees or service disconnection. Calculated based on invoice date plus payment terms (typically 15-21 days). | PUC Tariff Rules
revenue_pricing | invoice | energy_charge_amount | Energy Charge Amount | DECIMAL(18,2) |  |  |  | Charges for energy consumption during the billing period. For electric service, based on kWh (Kilowatt-Hours) consumed. For gas service, based on Therms or MCF (Thousand Cubic Feet) consumed. Calculated by applying the rate schedule energy rate to metered usage. Expressed in USD. | FERC Uniform System of Accounts
revenue_pricing | invoice | fac_adjustment_amount | Fuel Adjustment Clause (FAC) Adjustment Amount | DECIMAL(18,2) |  |  |  | Adjustment to energy charges based on fluctuations in fuel costs for generation. FAC (Fuel Adjustment Clause) allows utilities to pass through fuel cost changes without a full rate case. Can be positive (surcharge) or negative (credit). Approved by PUC. Expressed in USD. | PUC Tariff Rules
revenue_pricing | invoice | gl_posting_date | General Ledger (GL) Posting Date | DATE |  |  |  | Date the invoice was posted to the general ledger in the ERP system (SAP S/4HANA or Oracle ERP Cloud). Used for financial period closing and reconciliation between the CIS and ERP systems. | GAAP Financial Reporting
revenue_pricing | invoice | invoice_date | Invoice Date | DATE |  |  |  | Date the invoice was generated by the billing system. Used as the official invoice issuance date for revenue recognition and aging calculations. | GAAP Revenue Recognition ASC 606
revenue_pricing | invoice | invoice_id | Invoice Identifier | BIGINT |  |  |  | Unique system identifier for the invoice record. Primary key for the invoice entity. Assigned by the billing system (Oracle CC&B or SAP IS-U) upon invoice generation. | GAAP Revenue Recognition ASC 606 | TRUE
revenue_pricing | invoice | invoice_number | Invoice Number | STRING |  |  |  | Human-readable, externally-visible invoice number printed on the customer bill. Unique within the billing system and used for customer inquiries, payment references, and dispute resolution. | GAAP Revenue Recognition ASC 606
revenue_pricing | invoice | invoice_status | Invoice Status | STRING |  |  |  | Current lifecycle status of the invoice. Tracks progression from generation through payment or write-off. Disputed status triggers collections workflow. Cancelled status applies to voided or reversed invoices. [ENUM-REF-CANDIDATE: generated¦issued¦mailed¦paid¦partially_paid¦disputed¦written_off¦cancelled — 8 candidates stripped; promote to reference product] | GAAP Revenue Recognition ASC 606
revenue_pricing | invoice | invoice_type | Invoice Type | STRING |  | regular¦final¦adjustment¦estimated¦corrected |  | Classification of the invoice based on billing cycle context. Regular invoices are standard monthly/bi-monthly bills. Final invoices are issued upon account closure or move-out. Adjustment invoices correct prior billing errors. Estimated invoices are issued when actual meter reads are unavailable. Corrected invoices replace previously issued invoices. | FERC Uniform System of Accounts
revenue_pricing | invoice | late_fee_amount | Late Fee Amount | DECIMAL(18,2) |  |  |  | Late payment fee assessed if payment is not received by the due date. Late fee rates and grace periods are defined in the PUC-approved tariff. Expressed in USD. | PUC Tariff Rules
revenue_pricing | invoice | meter_read_type | Meter Read Type | STRING |  | actual¦estimated¦customer_read |  | Indicates whether the invoice is based on an actual meter read from AMI (Advanced Metering Infrastructure) or AMR (Automated Meter Reading), an estimated read due to meter access issues, or a customer-provided read. | NERC Standards
revenue_pricing | invoice | outstanding_balance_amount | Outstanding Balance Amount | DECIMAL(18,2) |  |  |  | Remaining unpaid balance on this invoice, calculated as total amount due minus payment received amount. Used for aging analysis and collections prioritization. Expressed in USD. | GAAP Revenue Recognition ASC 606
revenue_pricing | invoice | payment_plan_flag | Payment Plan Flag | BOOLEAN |  |  |  | Indicates whether this invoice is part of a payment plan or installment agreement. True if the customer has arranged to pay the balance over multiple billing cycles. Payment plans are offered to customers facing financial hardship. | PUC Consumer Protection Rules
revenue_pricing | invoice | payment_received_amount | Payment Received Amount | DECIMAL(18,2) |  |  |  | Total payments received and applied to this invoice as of the current date. Updated as payments are posted from various channels (online, mail, phone, in-person). Expressed in USD. | GAAP Revenue Recognition ASC 606
revenue_pricing | invoice | peak_demand_kw | Peak Demand Kilowatts (kW) | DECIMAL(18,3) |  |  |  | Maximum electric demand recorded during the billing period, measured in kW (Kilowatts). Used to calculate demand charges for commercial and industrial customers. Captured from interval meter data (AMI). Null for residential customers without demand metering. | NERC Standards
revenue_pricing | invoice | previous_balance_amount | Previous Balance Amount | DECIMAL(18,2) |  |  |  | Outstanding balance carried forward from prior billing cycles. Includes unpaid charges, late fees, and any credits or adjustments from previous invoices. Expressed in USD. | GAAP Revenue Recognition ASC 606
revenue_pricing | invoice | print_date | Print Date | DATE |  |  |  | Date the invoice was printed or electronically delivered to the customer. May differ from invoice date if batch printing or electronic delivery is delayed. | PUC Consumer Protection Rules
revenue_pricing | invoice | regulatory_rider_amount | Regulatory Rider Amount | DECIMAL(18,2) |  |  |  | Total charges or credits from regulatory riders approved by the PUC. Riders recover specific costs such as renewable energy programs (RPS - Renewable Portfolio Standard), energy efficiency (EE) programs, demand response (DR) programs, environmental compliance, and infrastructure investments. Expressed in USD. | PUC Tariff Filings
revenue_pricing | invoice | revenue_recognition_date | Revenue Recognition Date | DATE |  |  |  | Date on which revenue from this invoice is recognized in the general ledger for GAAP financial reporting. Typically the invoice date or the bill period end date, depending on the utility's revenue recognition policy. | GAAP Revenue Recognition ASC 606
revenue_pricing | invoice | tax_amount | Tax Amount | DECIMAL(18,2) |  |  |  | Total taxes applied to the invoice, including state sales tax, local utility taxes, franchise fees, and any other government-mandated taxes. Tax rates and applicability vary by jurisdiction and customer class. Expressed in USD. | State and Local Tax Codes
revenue_pricing | invoice | total_amount_due | Total Amount Due | DECIMAL(18,2) |  |  |  | Total amount the customer must pay, calculated as previous balance plus current charges plus taxes plus regulatory riders. This is the net amount due printed on the invoice. Expressed in USD. | GAAP Revenue Recognition ASC 606
revenue_pricing | invoice | updated_timestamp | Updated Timestamp | TIMESTAMP |  |  |  | System timestamp when the invoice record was last modified. Updated when invoice status changes, payments are applied, or adjustments are made. Used for audit trail and change tracking. | SOX Compliance
revenue_pricing | invoice_line | billing_rate_schedule_id | Rate Schedule Code | BIGINT |  |  | billing.rate_schedule.rate_schedule_id | Tariff rate schedule code applied to calculate this charge. References the approved rate structure filed with the Public Utility Commission (PUC). Examples: 'RES-1' (Residential Service), 'COM-2' (Small Commercial), 'IND-3' (Large Industrial), 'TOU-A' (Time-of-Use Schedule A). Critical for rate case cost studies and regulatory compliance. | FERC Uniform System of Accounts
revenue_pricing | invoice_line | invoice_id | Invoice Identifier (ID) | BIGINT |  |  | billing.invoice.invoice_id | Foreign key reference to the parent invoice header. Links this line item to the billing invoice document generated by Oracle CC&B or SAP IS-U. | FERC Uniform System of Accounts
revenue_pricing | invoice_line | meter_id | Meter Identifier (ID) | BIGINT |  |  | metering.meter.meter_id | Foreign key reference to the meter or Advanced Metering Infrastructure (AMI) endpoint that recorded the consumption data used to calculate this charge. Links billing charges back to metered usage data in the Meter Data Management System (MDMS). Null for non-metered charges such as fixed customer charges, taxes, or credits. | ANSI C12.19
revenue_pricing | invoice_line | ppa_contract_id | Ppa Contract Id (Foreign Key) | BIGINT |  |  | market.ppa_contract.ppa_contract_id | Foreign key linking to market.ppa_contract. Business justification: When utilities pass through PPA costs via specific line items (renewable energy charges, contract capacity charges), the invoice line must reference the source contract for regulatory compliance, cost | Internal - LLM Generated Cross-Domain Link
revenue_pricing | invoice_line | service_point_id | Service Point Identifier (ID) | BIGINT |  |  | distribution.service_point.service_point_id | Foreign key reference to the service point (delivery location) where the utility service is provided. Links the charge to the physical location on the distribution network. Critical for geographic revenue analysis and outage correlation. | FERC Uniform System of Accounts
revenue_pricing | invoice_line | adjustment_reason_code | Adjustment Reason Code | STRING |  |  |  | Reason code for billing adjustments or credits. BILLING_ERROR (correction of calculation error), METER_ADJUSTMENT (meter read correction or estimation adjustment), PAYMENT_REVERSAL (reversal of payment or credit), DISPUTE_RESOLUTION (customer dispute settlement), RATE_CHANGE (retroactive rate adjustment), PRORATION (partial period adjustment for move-in/move-out), LATE_FEE_WAIVER (penalty waiver), GOODWILL_CREDIT (customer service credit), OTHER (miscellaneous adjustments). Null for standard charges. Supports customer dispute tracking and audit trail requirements. [ENUM-REF-CANDIDATE: BILLING_ERROR¦METER_ADJUSTMENT¦PAYMENT_REVERSAL¦DISPUTE_RESOLUTION¦RATE_CHANGE¦PRORATION¦LATE_FEE_WAIVER¦GOODWILL_CREDIT¦OTHER — 9 candidates stripped; promote to reference product] | FERC Uniform System of Accounts
revenue_pricing | invoice_line | billing_period_end_date | Billing Period End Date | DATE |  |  |  | End date of the billing period for which this charge applies. Defines the conclusion of the consumption or service period being billed. Format: yyyy-MM-dd. | FERC Uniform System of Accounts
revenue_pricing | invoice_line | billing_period_start_date | Billing Period Start Date | DATE |  |  |  | Start date of the billing period for which this charge applies. Defines the beginning of the consumption or service period being billed. Format: yyyy-MM-dd. | FERC Uniform System of Accounts
revenue_pricing | invoice_line | charge_description | Charge Description | STRING |  |  |  | Human-readable description of the charge line item as it appears on the customer invoice. Provides detailed explanation of the charge component, rate schedule tier, Time-of-Use (TOU) period, or regulatory rider being applied. Examples: 'Residential Electric Service - Summer On-Peak Energy', 'Natural Gas Distribution Charge', 'Renewable Energy Surcharge', 'State Sales Tax'. | FERC Uniform System of Accounts
revenue_pricing | invoice_line | charge_type_code | Charge Type Code | STRING |  |  |  | Classification code identifying the nature of the billable charge. Common values include ENERGY (consumption charges in kWh or MCF), DEMAND (peak kW charges), CUSTOMER (fixed monthly service charge), DISTRIBUTION (delivery charges), TRANSMISSION (bulk transport charges), FAC (Fuel Adjustment Clause rider), CIAC (Contribution in Aid of Construction recovery), RPS (Renewable Portfolio Standard surcharge), TAX (sales tax, utility tax), CREDIT (bill adjustments, payment credits), LATE_FEE (penalty charges), RECONNECT (service restoration fee), DEPOSIT (security deposit), and OTHER (miscellaneous charges). [ENUM-REF-CANDIDATE: ENERGY¦DEMAND¦CUSTOMER¦DISTRIBUTION¦TRANSMISSION¦FAC¦CIAC¦RPS¦TAX¦CREDIT¦LATE_FEE¦RECONNECT¦DEPOSIT¦OTHER — 14 candidates stripped; promote to reference product] | FERC Uniform System of Accounts
revenue_pricing | invoice_line | cost_center_code | Cost Center Code | STRING |  |  |  | Cost center or profit center code for internal management accounting. Identifies the business unit, operating division, or service territory responsible for this revenue line. Supports Operations and Maintenance (O&M) cost allocation, performance-based ratemaking (PBR) analysis, and internal profitability reporting. | FERC Uniform System of Accounts
revenue_pricing | invoice_line | created_timestamp | Created Timestamp | TIMESTAMP |  |  |  | Timestamp when this invoice line record was first created in the billing system. Represents the initial insertion into Oracle CC&B, SAP IS-U, or the data warehouse. Format: yyyy-MM-ddTHH:mm:ss.SSSXXX. Supports audit trail and data lineage. | ISO 8601
revenue_pricing | invoice_line | disputed_flag | Disputed Flag | BOOLEAN |  |  |  | Indicates whether this invoice line is under customer dispute. True if the customer has formally disputed this charge through the Customer Information System (CIS) or Customer Relationship Management (CRM) system. False if not disputed. Disputed charges may be held from collections pending resolution. Supports dispute management and regulatory compliance with customer rights provisions. | PUC Customer Service Rules
revenue_pricing | invoice_line | gl_account_code | General Ledger (GL) Account Code | STRING |  |  |  | General Ledger account code for revenue recognition in the Enterprise Resource Planning (ERP) system (SAP S/4HANA or Oracle ERP Cloud). Maps the invoice line charge to the appropriate revenue account in the FERC Uniform System of Accounts chart of accounts. Examples: '440' (Electric Operating Revenues - Residential), '480' (Gas Operating Revenues - Commercial). Critical for financial close, GAAP revenue reporting, and regulatory compliance. | FERC Uniform System of Accounts
revenue_pricing | invoice_line | invoice_line_id | Invoice Line Identifier (ID) | BIGINT |  |  |  | Unique system-generated identifier for each invoice line item. Primary key for the invoice line product. | ISO/IEC 11179 | TRUE
revenue_pricing | invoice_line | last_updated_timestamp | Last Updated Timestamp | TIMESTAMP |  |  |  | Timestamp when this invoice line record was last modified. Captures adjustments, corrections, or dispute resolution updates. Format: yyyy-MM-ddTHH:mm:ss.SSSXXX. Supports audit trail and change tracking. | ISO 8601
revenue_pricing | invoice_line | line_amount | Line Amount | DECIMAL(15,2) |  |  |  | Extended charge amount for this invoice line. Calculated as usage_quantity multiplied by unit_rate, or a fixed amount for non-usage-based charges. Represents the pre-tax charge value. Positive values indicate charges; negative values indicate credits or adjustments. Expressed in the invoice currency (typically USD for U.S. utilities). | GAAP ASC 606
revenue_pricing | invoice_line | line_number | Line Number | INT |  |  |  | Sequential line number within the invoice. Determines the display order of charges on the customer bill. Typically starts at 1 and increments for each charge component. | FERC Uniform System of Accounts
revenue_pricing | invoice_line | print_sequence | Print Sequence | INT |  |  |  | Display sequence number for printing this line on the customer invoice. Determines the order in which charges appear on the bill. Typically groups charges by type (energy, demand, fixed, taxes) and sorts within groups. Supports customer bill presentation and readability. | FERC Uniform System of Accounts
revenue_pricing | invoice_line | proration_factor | Proration Factor | DECIMAL(5,4) |  |  |  | Proration factor applied to calculate partial-period charges for move-in, move-out, or mid-cycle rate changes. Expressed as a decimal between 0 and 1 representing the fraction of the billing period for which the charge applies. Example: 0.5000 for a half-month charge. Null for full-period charges. Ensures accurate billing for partial service periods. | FERC Uniform System of Accounts
revenue_pricing | invoice_line | rate_component_code | Rate Component Code | STRING |  |  |  | Specific component within the rate schedule being applied. Identifies the tier, block, or Time-of-Use (TOU) period for tiered or time-differentiated rates. Examples: 'TIER1' (first 500 kWh), 'TIER2' (501-1000 kWh), 'ON_PEAK' (summer on-peak hours), 'OFF_PEAK' (off-peak hours), 'SHOULDER' (shoulder period). Enables granular revenue analysis by rate structure element. | FERC Uniform System of Accounts
revenue_pricing | invoice_line | regulatory_rider_code | Regulatory Rider Code | STRING |  |  |  | Code identifying the regulatory rider or surcharge applied to this line. Riders are PUC-approved rate adjustments for specific cost recovery mechanisms. Examples: 'FAC' (Fuel Adjustment Clause for fuel cost pass-through), 'DSM' (Demand-Side Management program cost recovery), 'RPS' (Renewable Portfolio Standard compliance surcharge), 'CIAC' (Contribution in Aid of Construction recovery), 'PBR' (Performance-Based Ratemaking adjustment). Null if no rider applies. Critical for regulatory reporting and rate case reconciliation. | FERC Uniform System of Accounts
revenue_pricing | invoice_line | revenue_class_code | Revenue Class Code | STRING |  | RESIDENTIAL¦COMMERCIAL¦INDUSTRIAL¦STREET_LIGHTING¦PUBLIC_AUTHORITY¦WHOLESALE |  | Customer class or revenue category for regulatory reporting. RESIDENTIAL (single-family and multi-family homes), COMMERCIAL (small and medium businesses), INDUSTRIAL (large manufacturing and industrial customers), STREET_LIGHTING (municipal street and highway lighting), PUBLIC_AUTHORITY (government and public institutions), WHOLESALE (sales to other utilities or power marketers). Aligns with FERC Form 1 and state PUC reporting requirements. | FERC Form 1
revenue_pricing | invoice_line | revenue_recognition_date | Revenue Recognition Date | DATE |  |  |  | Date on which revenue for this invoice line is recognized in the General Ledger under GAAP ASC 606 (Revenue from Contracts with Customers). Typically the invoice date or service delivery date. Critical for financial close, revenue accrual, and GAAP compliance. Format: yyyy-MM-dd. | GAAP ASC 606
revenue_pricing | invoice_line | service_type | Service Type | STRING |  | ELECTRIC¦GAS |  | Type of utility service being billed on this line. ELECTRIC for electric service charges (kWh, kW), GAS for natural gas service charges (MCF, Therm). Enables revenue decomposition by commodity type for regulatory reporting to PUCs and FERC. | FERC Uniform System of Accounts
revenue_pricing | invoice_line | source_system_code | Source System Code | STRING |  | CC&B¦IS-U¦MDMS¦ERP¦MANUAL |  | Code identifying the operational system of record that generated this invoice line. CC&B (Oracle Customer Care and Billing), IS-U (SAP Industry Solution for Utilities), MDMS (Meter Data Management System for interval data charges), ERP (Enterprise Resource Planning for manual adjustments), MANUAL (manually entered adjustments). Supports data lineage, audit trail, and system integration reconciliation. | ISO/IEC 11179
revenue_pricing | invoice_line | source_transaction_reference | Source Transaction Identifier (ID) | STRING |  |  |  | Unique transaction identifier from the source system (Oracle CC&B, SAP IS-U, or MDMS) that generated this invoice line. Enables traceability back to the originating billing calculation or charge engine transaction. Supports audit trail, dispute resolution, and system integration reconciliation. | ISO/IEC 11179 |  | TRUE | This references the originating transaction that generated this invoice line item. Similar to the credit_adjustment.source_transaction_id, this is a polymorphic reference that could point to various source records (meter reads, usage calculations, rate applications, etc.). No single 'transaction' table exists and the source could be from multiple systems. Best kept as a reference identifier.
revenue_pricing | invoice_line | tax_amount | Tax Amount | DECIMAL(15,2) |  |  |  | Tax amount applied to this invoice line. Includes sales tax, utility tax, franchise fees, or other regulatory taxes. Calculated based on applicable tax rates and jurisdictional rules. Null if the line item is non-taxable or represents a tax charge itself. Supports tax reporting and revenue recognition under GAAP. | GAAP ASC 740
revenue_pricing | invoice_line | taxable_flag | Taxable Flag | BOOLEAN |  |  |  | Indicates whether this invoice line is subject to sales tax or utility tax. True if taxable, False if exempt. Determines whether tax_amount is calculated for this line. Tax exemption rules vary by jurisdiction, customer class, and charge type. Supports tax compliance and reporting. | State Tax Codes
revenue_pricing | invoice_line | total_line_amount | Total Line Amount | DECIMAL(15,2) |  |  |  | Total amount for this invoice line including taxes. Calculated as line_amount plus tax_amount. Represents the final charge or credit amount for this line item. Positive values indicate charges; negative values indicate credits. Expressed in the invoice currency. | GAAP ASC 606
revenue_pricing | invoice_line | unit_of_measure | Unit of Measure (UOM) | STRING |  |  |  | Unit of measure for the usage quantity. KWH (kilowatt-hour) for electric energy consumption, MWH (megawatt-hour) for large commercial/industrial energy, KW (kilowatt) for electric demand, MW (megawatt) for large demand, MCF (thousand cubic feet) for natural gas volume, THERM (unit of heat energy) for gas billing, EACH for count-based charges (e.g., number of reconnections), PERCENT for percentage-based adjustments. [ENUM-REF-CANDIDATE: KWH¦MWH¦KW¦MW¦MCF¦THERM¦EACH¦PERCENT — 8 candidates stripped; promote to reference product] | ANSI C12.19
revenue_pricing | invoice_line | unit_rate | Unit Rate | DECIMAL(12,6) |  |  |  | Rate per unit of measure applied to calculate the charge amount. Expressed in currency per unit (e.g., dollars per kWh, dollars per MCF, dollars per kW). Derived from the approved tariff rate schedule filed with the PUC. Null for fixed charges or lump-sum adjustments. Critical for rate case analysis and revenue reconciliation. | FERC Uniform System of Accounts
revenue_pricing | invoice_line | usage_quantity | Usage Quantity | DECIMAL(18,4) |  |  |  | Quantity of utility service consumed or delivered during the billing period. For energy charges, represents kilowatt-hours (kWh), Megawatt-hours (MWh), thousand cubic feet (MCF), or Therms. For demand charges, represents peak kilowatts (kW) or Megawatts (MW). Null for fixed charges, taxes, or credits that are not usage-based. Sourced from MDMS interval data aggregation or Automated Meter Reading (AMR) systems. | ANSI C12.19
revenue_pricing | rate_schedule | cost_center_id | Cost Center Id (Foreign Key) | BIGINT |  |  | finance.cost_center.cost_center_id | Foreign key linking to finance.cost_center. Business justification: Rate schedules tie to cost centers for cost-of-service studies and rate case preparation. Required for regulatory cost allocation and revenue requirement calculations in rate proceedings. | Internal - LLM Generated Cross-Domain Link
revenue_pricing | rate_schedule | ppa_contract_id | Ppa Contract Id (Foreign Key) | BIGINT |  |  | market.ppa_contract.ppa_contract_id | Foreign key linking to market.ppa_contract. Business justification: Utilities design retail rate schedules (renewable energy riders, fuel adjustment clauses) that recover costs from specific PPA contracts. Essential for rate case filings, regulatory cost recovery, and | Internal - LLM Generated Cross-Domain Link
revenue_pricing | rate_schedule | pricing_node_id | Pricing Node Id (Foreign Key) | BIGINT |  |  | market.pricing_node.pricing_node_id | Foreign key linking to market.pricing_node. Business justification: Utilities in restructured markets with nodal pricing or location-based rates tie rate schedules to specific pricing nodes for pass-through of locational marginal pricing. Essential for real-time prici | Internal - LLM Generated Cross-Domain Link
revenue_pricing | rate_schedule | superseded_by_rate_schedule_id | Superseded By Rate Schedule ID | BIGINT |  |  | billing.rate_schedule.rate_schedule_id | Foreign key reference to the rate schedule that supersedes this one. Nullable if this is the current active version. Used to maintain rate schedule lineage and support customer migration from old to new schedules.
revenue_pricing | rate_schedule | tariff_schedule_id | Tariff Schedule Id (Foreign Key) | BIGINT |  |  | regulatory.tariff_schedule.tariff_schedule_id | Foreign key linking to regulatory.tariff_schedule. Business justification: Rate schedules used for customer billing must be tied to formally approved regulatory tariff schedules. This FK formalizes the relationship between operational billing rates and regulatory tariff fili | Internal - LLM Generated Cross-Domain Link
revenue_pricing | rate_schedule | approval_date | Regulatory Approval Date | DATE |  |  |  | Date the rate schedule was approved by the governing PUC or FERC. Must precede or match the effective date. Used for regulatory compliance reporting. | PUC Rate Case Management Standards
revenue_pricing | rate_schedule | base_energy_rate | Base Energy Rate | DECIMAL(12,6) |  |  |  | Base rate per unit of energy consumption (dollars per kWh for electric, dollars per Therm or MCF for gas). Excludes riders, surcharges, and adjustments. Represents the foundational commodity charge before layering FAC and other regulatory adjustments. | FERC Uniform System of Accounts
revenue_pricing | rate_schedule | commodity_type | Commodity Type | STRING |  | electric¦gas¦dual |  | Type of utility service this rate schedule applies to: electric, gas, or dual (combined electric and gas). | FERC Uniform System of Accounts
revenue_pricing | rate_schedule | created_timestamp | Created Timestamp | TIMESTAMP |  |  |  | Timestamp when this rate schedule record was first created in the system. Represents the audit trail for data lineage. | SOX Compliance - Audit Trail Requirements
revenue_pricing | rate_schedule | currency_code | Currency Code | STRING |  | USD |  | ISO 4217 three-letter currency code for all monetary values in this rate schedule. Typically USD for U.S. utilities. | ISO 4217 Currency Codes
revenue_pricing | rate_schedule | customer_charge | Customer Charge | DECIMAL(10,2) |  |  |  | Fixed monthly charge per customer account, independent of consumption. Covers meter reading, billing, and customer service costs. Expressed in dollars per month. | NARUC Cost Allocation Manual
revenue_pricing | rate_schedule | customer_class | Customer Class | STRING |  | residential¦commercial¦industrial¦agricultural¦street_lighting¦public_authority |  | Customer classification segment this rate schedule applies to. Determines eligibility for the rate and drives cost allocation in rate case studies. | NARUC Customer Classification Standards
revenue_pricing | rate_schedule | demand_charge_rate | Demand Charge Rate | DECIMAL(12,6) |  |  |  | Rate per unit of peak demand (dollars per kW or MW). Applicable to commercial and industrial rate schedules with demand-based pricing. Nullable for residential and other non-demand schedules. | FERC Uniform System of Accounts
revenue_pricing | rate_schedule | demand_charge_uom | Demand Charge Unit of Measure (UOM) | STRING |  | kw¦mw |  | Unit of measure for the demand charge: kW (kilowatt) or MW (megawatt). Applicable only when demand_charge_rate is populated. | IEEE Standard Units of Measure
revenue_pricing | rate_schedule | effective_date | Effective Date | DATE |  |  |  | Date when this rate schedule becomes active and available for customer enrollment and billing application. Must align with PUC approval date for new or modified tariffs. | FERC Order 888 - Open Access Transmission Tariff
revenue_pricing | rate_schedule | eligibility_criteria | Eligibility Criteria | STRING |  |  |  | Textual description of customer eligibility requirements for enrollment in this rate schedule. May include minimum/maximum usage thresholds, service type requirements, or geographic restrictions. | PUC Tariff Filing Requirements
revenue_pricing | rate_schedule | energy_rate_uom | Energy Rate Unit of Measure (UOM) | STRING |  | kwh¦mwh¦therm¦mcf¦ccf |  | Unit of measure for the base energy rate: kWh (kilowatt-hour) or MWh (megawatt-hour) for electric, Therm or MCF (thousand cubic feet) or CCF (hundred cubic feet) for gas. | IEEE Standard Units of Measure
revenue_pricing | rate_schedule | expiration_date | Expiration Date | DATE |  |  |  | Date when this rate schedule is no longer available for new enrollments. Nullable for open-ended schedules. Existing customers on expired schedules may be grandfathered until migrated. | PUC Tariff Filing Requirements
revenue_pricing | rate_schedule | interruptible_flag | Interruptible Service Flag | BOOLEAN |  |  |  | Indicates whether this rate schedule is for interruptible service, where the utility may curtail service during peak demand or emergencies in exchange for lower rates. True for interruptible schedules; False for firm service. | FERC Order 888 - Open Access Transmission Tariff
revenue_pricing | rate_schedule | last_modified_timestamp | Last Modified Timestamp | TIMESTAMP |  |  |  | Timestamp when this rate schedule record was last updated. Used for change tracking and audit purposes. | SOX Compliance - Audit Trail Requirements
revenue_pricing | rate_schedule | minimum_charge | Minimum Monthly Charge | DECIMAL(10,2) |  |  |  | Minimum total charge per billing cycle regardless of consumption. Ensures cost recovery for low-usage customers. Nullable if no minimum applies. | PUC Tariff Filing Requirements
revenue_pricing | rate_schedule | net_metering_eligible_flag | Net Energy Metering (NEM) Eligible Flag | BOOLEAN |  |  |  | Indicates whether customers on this rate schedule are eligible for Net Energy Metering (NEM) programs, allowing bidirectional energy flow and credit for excess generation from DER (Distributed Energy Resources) such as rooftop solar. | State RPS and NEM Regulations
revenue_pricing | rate_schedule | rate_case_docket | Rate Case Docket Number | STRING |  |  |  | PUC docket number of the rate case proceeding that established or last modified this rate schedule. Used to trace rate design back to cost-of-service studies and regulatory decisions. | PUC Rate Case Management Standards
revenue_pricing | rate_schedule | rate_code | Rate Code | STRING |  | '^[A-Z0-9-]{2,20}$ |  | Unique alphanumeric code identifying the rate schedule in the tariff book. Used as the business identifier for rate lookup in billing calculations. Examples: RES-TOU-1, COM-DEMAND-A, IND-SPECIAL-3. | FERC Uniform System of Accounts
revenue_pricing | rate_schedule | rate_name | Rate Schedule Name | STRING |  |  |  | Human-readable name of the rate schedule as published in the tariff. Examples: Residential Time-of-Use Schedule A, Commercial Demand Rate, Industrial Interruptible Service. | PUC Tariff Filing Requirements
revenue_pricing | rate_schedule | rate_schedule_description | Rate Schedule Description | STRING |  |  |  | Detailed textual description of the rate schedule, including eligibility criteria, service characteristics, and any special terms or conditions. Sourced from the tariff filing. | PUC Tariff Filing Requirements
revenue_pricing | rate_schedule | rate_schedule_id | Rate Schedule Identifier | BIGINT |  |  |  | Primary key for rate_schedule |  | TRUE
revenue_pricing | rate_schedule | rate_schedule_status | Rate Schedule Status | STRING |  | active¦pending_approval¦superseded¦retired |  | Current lifecycle status of the rate schedule. Active schedules are available for new enrollments and billing. Pending approval schedules await PUC approval. Superseded schedules have been replaced by newer versions. Retired schedules are no longer offered. | PUC Rate Case Management Standards
revenue_pricing | rate_schedule | rate_structure_type | Rate Structure Type | STRING |  |  |  | Pricing structure methodology: flat (single rate), tiered (increasing block rates), TOU (Time-of-Use with period-based pricing), CPP (Critical Peak Pricing), demand (based on peak kW), real-time pricing (hourly market-based), or net metering (bidirectional energy credit). [ENUM-REF-CANDIDATE: flat¦tiered¦tou¦cpp¦demand¦real_time_pricing¦net_metering — 7 candidates stripped; promote to reference product] | DOE Rate Design Best Practices
revenue_pricing | rate_schedule | seasonal_definition | Seasonal Definition | STRING |  |  |  | JSON or delimited string defining seasonal periods and associated rate adjustments. Example: Summer (June-September): base rate + $0.03/kWh; Winter (October-May): base rate. Nullable if seasonal_variation_flag is False. | DOE Rate Design Best Practices
revenue_pricing | rate_schedule | seasonal_variation_flag | Seasonal Variation Flag | BOOLEAN |  |  |  | Indicates whether this rate schedule has seasonal rate variations (e.g., summer vs. winter rates). True if rates vary by season; False if rates are constant year-round. | NARUC Rate Design Principles
revenue_pricing | rate_schedule | special_contract_flag | Special Contract Flag | BOOLEAN |  |  |  | Indicates whether this rate schedule is a special contract rate negotiated individually with a large customer (typically industrial or commercial) rather than a standard tariff rate. True for special contracts; False for standard tariff schedules. | PUC Special Contract Approval Requirements
revenue_pricing | rate_schedule | tariff_book_reference | Tariff Book Reference | STRING |  |  |  | Reference to the section, schedule, or page number in the published tariff book where this rate schedule is documented. Example: Schedule E-1, Page 12 of Electric Tariff Book. | PUC Tariff Filing Requirements
revenue_pricing | rate_schedule | tier_structure_definition | Tier Structure Definition | STRING |  |  |  | JSON or delimited string defining tiered rate blocks for tiered rate structures. Example: Tier 1: 0-500 kWh at $0.10/kWh; Tier 2: 501-1000 kWh at $0.12/kWh; Tier 3: 1001+ kWh at $0.15/kWh. Nullable for non-tiered schedules. | DOE Rate Design Best Practices
revenue_pricing | rate_schedule | tou_period_definition | Time-of-Use (TOU) Period Definition | STRING |  |  |  | JSON or delimited string defining TOU pricing periods and rates. Example: On-Peak (2pm-8pm weekdays): $0.25/kWh; Off-Peak (all other hours): $0.08/kWh; Super Off-Peak (midnight-6am): $0.05/kWh. Nullable for non-TOU schedules. | DOE Time-Based Rate Programs
revenue_pricing | rate_schedule | version_number | Rate Schedule Version Number | INT |  |  |  | Sequential version number for this rate schedule. Increments with each tariff revision or rate case modification. Used to track rate schedule evolution over time. | PUC Tariff Filing Requirements
revenue_pricing | rate_schedule | voltage_level | Voltage Level | STRING |  | primary¦secondary¦transmission¦sub_transmission |  | Voltage level at which service is delivered. Primary (distribution voltage), Secondary (customer voltage), Transmission (high voltage bulk), Sub-Transmission (intermediate voltage). Affects rate level due to cost-of-service differences. | IEEE Voltage Standards

## customer
subdomain | product | attribute | business_glossary_term | type | tags | value_regex | foreign_key_to | description | reference | is_primary_key | llm_fk_skip | llm_fk_skip_reason
account_management | account | cost_center_id | Cost Center Id (Foreign Key) | BIGINT |  |  | finance.cost_center.cost_center_id | Foreign key linking to finance.cost_center. Business justification: Utility accounts are assigned to cost centers for internal cost allocation, segment profitability analysis, and management accounting. Required for service territory P&L reporting and operational budg | Internal - LLM Generated Cross-Domain Link
account_management | account | parent_account_id | Parent Account Identifier (ID) | BIGINT |  |  | customer.account.account_id | Foreign key reference to the parent account in a hierarchical account structure. Used for corporate customers with multiple locations or master-metered properties with sub-accounts. Null for standalone accounts. Enables consolidated billing and reporting. | Oracle CC&B Account Hierarchy, SAP IS-U Contract Account Hierarchy
account_management | account | party_id | Party Identifier (ID) | BIGINT |  |  | customer.party.party_id | Foreign key reference to the party (person or organization) who is the account holder and financially responsible for the account. One party may hold multiple accounts. Links to the party master data product in the customer domain. | Oracle CC&B Person/Organization, SAP IS-U Business Partner
account_management | account | premise_id | Premise Identifier (ID) | BIGINT |  |  | customer.premise.premise_id | Foreign key reference to the physical premise (service location) where energy is delivered under this account. Links to the premise master data product in the customer domain. One premise may have multiple accounts (e.g., separate electric and gas accounts). | Oracle CC&B Premise, SAP IS-U Installation
account_management | account | tariff_schedule_id | Tariff Schedule Id (Foreign Key) | BIGINT |  |  | regulatory.tariff_schedule.tariff_schedule_id | Foreign key linking to regulatory.tariff_schedule. Business justification: Accounts are billed under specific approved tariff schedules. rate_schedule_code is denormalized reference. Essential for billing calculation, rate application, and regulatory audit trails. Every util | Internal - LLM Generated Cross-Domain Link
account_management | account | account_id | Account Identifier (ID) | BIGINT |  |  |  | Unique system identifier for the utility service account. Primary key. Corresponds to the account ID in Oracle CC&B or SAP IS-U Customer Information System (CIS). | Oracle CC&B Account Object, SAP IS-U Business Partner Account | TRUE
account_management | account | account_number | Account Number | STRING | restricted,pii_financial | '^[A-Z0-9]{8,20}$ |  | Externally visible, human-readable account number assigned by the Customer Information System (CIS). Used on bills, customer correspondence, and customer service interactions. Unique across all accounts. | Oracle CC&B Account Number, SAP IS-U Contract Account Number
account_management | account | account_status | Account Status | STRING |  | active¦inactive¦pending¦final¦closed¦written_off |  | Current lifecycle status of the account. Active: account is open and receiving service; Inactive: service temporarily suspended but account remains open; Pending: account application submitted but not yet activated; Final: final bill issued, awaiting closure; Closed: account permanently closed with zero balance; Written-off: account closed with uncollectible balance transferred to bad debt. | Oracle CC&B Account Status, SAP IS-U Account Lifecycle
account_management | account | account_type | Account Type | STRING |  | residential¦small_commercial¦large_commercial¦industrial¦street_lighting¦unmetered |  | Classification of the account based on customer segment and service characteristics. Determines applicable rate schedules, billing cycles, and regulatory reporting categories. Residential serves single-family and multi-family dwellings; small commercial serves small businesses under demand thresholds; large commercial serves businesses above demand thresholds; industrial serves manufacturing and heavy industry; street lighting serves municipal and private street lighting; unmetered serves fixed-load services without metering. | FERC Uniform System of Accounts, PUC Customer Class Definitions
account_management | account | auto_pay_flag | Auto Pay Flag | BOOLEAN |  |  |  | Indicates whether the account is enrolled in automatic payment (auto-pay) where bills are automatically paid from a bank account or credit card on the due date. True if enrolled; False otherwise. Reduces late payments and improves cash flow predictability. | Oracle CC&B Auto Pay, SAP IS-U Direct Debit
account_management | account | billing_cycle_code | Billing Cycle Code | STRING |  | '^[A-Z0-9]{2,10}$ |  | Code identifying the billing cycle (meter reading and bill generation schedule) assigned to this account. Determines the monthly meter read date, bill generation date, and payment due date. Typically organized by geographic route or customer segment. | Oracle CC&B Billing Cycle, SAP IS-U Billing Period
account_management | account | budget_billing_flag | Budget Billing Flag | BOOLEAN |  |  |  | Indicates whether the account is enrolled in budget billing (levelized payment plan) that spreads annual energy costs into equal monthly payments. True if enrolled; False otherwise. Reduces bill volatility for customers with seasonal usage patterns. | Oracle CC&B Budget Billing, SAP IS-U Installment Plan
account_management | account | close_date | Account Close Date | DATE |  |  |  | Date the account was permanently closed. Null for active accounts. Populated when the customer terminates service and all final billing is complete. Used for churn analysis and regulatory reporting. | Oracle CC&B Account End Date, SAP IS-U Contract Account Valid To
account_management | account | collection_status | Collection Status | STRING |  | current¦past_due¦collection¦payment_plan¦legal¦suspended |  | Current collections status of the account based on payment history and outstanding balance. Current: no past-due balance; Past due: balance overdue but within grace period; Collection: active collection efforts underway; Payment plan: enrolled in payment arrangement; Legal: referred to legal action or external collections; Suspended: collections suspended due to bankruptcy, dispute, or regulatory protection. | Oracle CC&B Collection Status, SAP IS-U Dunning Level
account_management | account | created_timestamp | Created Timestamp | TIMESTAMP |  |  |  | Timestamp when the account record was first created in the Customer Information System (CIS). Represents the system record creation time, which may differ from account_open_date (the business effective date). Used for data lineage and audit purposes. | Oracle CC&B Audit Timestamp, SAP IS-U Created On
account_management | account | credit_rating | Credit Rating | STRING |  | excellent¦good¦fair¦poor¦no_rating |  | Credit risk classification of the account holder based on payment history, credit bureau data, and utility-specific scoring models. Determines deposit requirements, payment plan eligibility, and collection strategies. Excellent: no late payments, high credit score; Good: occasional late payments, acceptable credit; Fair: frequent late payments, marginal credit; Poor: chronic delinquency, high risk; No rating: insufficient history or new customer. | Fair Credit Reporting Act (FCRA), PUC Credit and Deposit Rules
account_management | account | demand_response_enrolled_flag | Demand Response (DR) Enrolled Flag | BOOLEAN |  |  |  | Indicates whether the account is enrolled in one or more Demand Response (DR) programs that provide incentives for reducing or shifting electricity usage during peak demand periods. True if enrolled; False otherwise. Supports grid reliability and peak load management. | FERC Order 745 Demand Response Compensation, PUC Demand Response Programs
account_management | account | disconnect_status | Disconnect Status | STRING |  | connected¦pending_disconnect¦disconnected¦reconnect_pending |  | Current service disconnection status of the account. Connected: service is active; Pending disconnect: disconnection order issued but not yet executed; Disconnected: service physically disconnected for non-payment or customer request; Reconnect pending: payment received, reconnection order issued but not yet executed. | PUC Disconnection Rules, NARUC Consumer Protection Standards
account_management | account | electric_vehicle_flag | Electric Vehicle (EV) Flag | BOOLEAN |  |  |  | Indicates whether the account is enrolled in an Electric Vehicle (EV) rate program or has registered an EV charging installation. True if enrolled or registered; False otherwise. EV programs typically offer lower off-peak rates to encourage overnight charging. | PUC Electric Vehicle Rate Schedules, DOE Alternative Fuels Data Center
account_management | account | energy_efficiency_program_flag | Energy Efficiency (EE) Program Flag | BOOLEAN |  |  |  | Indicates whether the account has participated in utility-sponsored Energy Efficiency (EE) programs such as home energy audits, appliance rebates, or weatherization assistance. True if participated; False otherwise. Supports regulatory EE portfolio standards and customer engagement tracking. | PUC Energy Efficiency Portfolio Standards, DOE State Energy Program
account_management | account | final_bill_date | Final Bill Date | DATE |  |  |  | Date the final bill was issued for the account. Typically precedes account_close_date. Used to track the completion of billing obligations and the transition to account closure. | Oracle CC&B Final Bill Date, SAP IS-U Final Invoice Date
account_management | account | language_preference | Language Preference | STRING |  | en¦es¦zh¦vi¦ko¦tl |  | Preferred language for customer communications, bills, and notices. Uses ISO 639-1 two-letter language codes. en=English, es=Spanish, zh=Chinese, vi=Vietnamese, ko=Korean, tl=Tagalog. Supports regulatory requirements for multilingual customer service in diverse service territories. | ISO 639-1 Language Codes, PUC Language Access Requirements
account_management | account | last_modified_timestamp | Last Modified Timestamp | TIMESTAMP |  |  |  | Timestamp when the account record was last updated in the Customer Information System (CIS). Tracks the most recent change to any account attribute. Used for change data capture (CDC) and incremental data pipeline processing. | Oracle CC&B Audit Timestamp, SAP IS-U Changed On
account_management | account | life_support_flag | Life Support Flag | BOOLEAN |  |  |  | Indicates whether the account is registered as having life-support or medical baseline equipment that requires uninterrupted electric service. True if life-support equipment is present; False otherwise. Accounts with this flag are subject to special disconnection protections and notification requirements under PUC regulations. | PUC Life Support and Medical Baseline Rules, NARUC Consumer Protection Standards
account_management | account | low_income_assistance_flag | Low Income Assistance Flag | BOOLEAN |  |  |  | Indicates whether the account is enrolled in a low-income energy assistance program such as CARE (California Alternate Rates for Energy) or LIHEAP (Low Income Home Energy Assistance Program). True if enrolled; False otherwise. Provides discounted rates and additional disconnection protections. | PUC Low Income Assistance Programs, LIHEAP Federal Guidelines
account_management | account | medical_baseline_flag | Medical Baseline Flag | BOOLEAN | restricted,pii |  |  | Indicates whether the account is enrolled in a medical baseline program that provides additional energy allowances at lower rates for customers with qualifying medical conditions. True if enrolled; False otherwise. Enrollment requires physician certification and is subject to annual recertification. | PUC Medical Baseline Program Rules, California Public Utilities Code Section 739.1
account_management | account | net_metering_flag | Net Energy Metering (NEM) Flag | BOOLEAN |  |  |  | Indicates whether the account is enrolled in a Net Energy Metering (NEM) program for customers with on-site distributed energy resources (DER) such as solar photovoltaic systems. True if enrolled; False otherwise. NEM customers receive bill credits for excess generation exported to the grid. | PUC Net Energy Metering Tariffs, FERC Order 2222
account_management | account | open_date | Account Open Date | DATE |  |  |  | Date the account was first opened and activated for service. Represents the start of the contractual relationship between the customer and the utility. Used for customer tenure analysis and regulatory reporting. | Oracle CC&B Account Start Date, SAP IS-U Contract Account Valid From
account_management | account | paperless_billing_flag | Paperless Billing Flag | BOOLEAN |  |  |  | Indicates whether the account is enrolled in paperless billing and receives electronic bills via email or online portal instead of printed bills. True if enrolled; False if paper bills are mailed. Supports utility cost reduction and environmental sustainability initiatives. | Oracle CC&B Paperless Billing, SAP IS-U Electronic Bill Presentment
account_management | account | service_territory_code | Service Territory Code | STRING |  | '^[A-Z0-9]{2,10}$ |  | Code identifying the geographic service territory or operating division where the account is located. Used for regulatory reporting, operational planning, and cost allocation. May correspond to PUC-defined service areas or internal utility divisions. | FERC Service Territory Definitions, PUC Certificate of Public Convenience and Necessity (CPCN)
account_management | account | source_system_code | Source System Code | STRING |  | CCB¦ISU¦CRM¦LEGACY |  | Code identifying the operational system of record from which this account record originated. CCB=Oracle CC&B, ISU=SAP IS-U, CRM=Salesforce Energy & Utilities Cloud, LEGACY=legacy CIS systems. Used for data lineage, reconciliation, and multi-system integration scenarios. | Enterprise Data Integration Standards
account_management | account | tax_exempt_flag | Tax Exempt Flag | BOOLEAN |  |  |  | Indicates whether the account is exempt from utility taxes and surcharges. True if tax-exempt (e.g., government entities, non-profit organizations with valid exemption certificates); False otherwise. Requires documentation of tax-exempt status. | IRS Tax Exempt Organizations, State Sales Tax Exemption Rules
account_management | account | third_party_notification_flag | Third Party Notification Flag | BOOLEAN |  |  |  | Indicates whether the account has designated a third party (family member, social service agency, or advocate) to receive duplicate copies of disconnection notices and other critical communications. True if third-party notification is active; False otherwise. Provides additional protection for vulnerable customers. | PUC Third Party Notification Rules, NARUC Consumer Protection Standards
account_management | account | time_of_use_flag | Time-of-Use (TOU) Flag | BOOLEAN |  |  |  | Indicates whether the account is on a Time-of-Use (TOU) rate schedule with different energy prices for peak, off-peak, and shoulder periods. True if on TOU rate; False if on flat rate. Requires interval metering (AMI) for accurate time-differentiated billing. | PUC Time-of-Use Rate Schedules, FERC Demand Response and Time-Based Rate Programs
account_management | account_hierarchy | child_account_id | Child Account Identifier (ID) | BIGINT |  |  | customer.account.account_id | Identifier of the child account in the hierarchy. Represents the subordinate account whose billing and usage data may be aggregated to the parent account. Used for multi-site enterprises, individual units in master-metered buildings, and departmental accounts within large commercial and industrial (C&I) customers. | Oracle CC&B Account Hierarchy Model
account_management | account_hierarchy | parent_account_id | Parent Account Identifier (ID) | BIGINT |  |  | customer.account.account_id | Identifier of the parent account in the hierarchy. For consolidated billing structures, this represents the master account that aggregates billing and usage from child accounts. Used in corporate umbrella structures, property management companies, and master-metered multi-dwelling unit (MDU) complexes. | Oracle CC&B Account Hierarchy Model
account_management | account_hierarchy | account_hierarchy_id | Account Hierarchy Identifier (ID) | BIGINT |  |  |  | Unique identifier for the account hierarchy relationship record. Primary key for the account hierarchy entity. | ISO/IEC 11179 Metadata Registry | TRUE
account_management | account_hierarchy | allocation_method | Allocation Method | STRING |  | proportional¦fixed_percentage¦equal_split¦custom¦none |  | Method used to allocate charges or usage from parent to child accounts in master-metered or shared service scenarios. Proportional allocates based on square footage or unit count. Fixed percentage uses predefined allocation percentages. Equal split divides evenly among child accounts. Custom uses business-rule-driven allocation logic. None indicates no allocation is performed. Common in multi-dwelling unit (MDU) complexes and shared facility arrangements. | NARUC Master Metering Guidelines
account_management | account_hierarchy | allocation_percentage | Allocation Percentage | DECIMAL(5,2) |  |  |  | Fixed percentage used to allocate charges or usage from parent to child account when allocation method is fixed percentage. Value between 0.00 and 100.00. Sum of allocation percentages across all child accounts under a parent should equal 100.00. Used in master-metered multi-dwelling unit (MDU) billing and shared facility cost allocation. | NARUC Master Metering Guidelines
account_management | account_hierarchy | billing_aggregation_flag | Billing Aggregation Flag | BOOLEAN |  |  |  | Indicates whether billing amounts from the child account are aggregated into the parent account invoice. True enables consolidated billing statements for multi-site enterprises and property management companies. False maintains separate billing while preserving the hierarchical relationship for reporting purposes. Integrates with Oracle CC&B billing engine and Salesforce Energy & Utilities Cloud for key account management. | Oracle CC&B Consolidated Billing Configuration
account_management | account_hierarchy | created_timestamp | Created Timestamp | TIMESTAMP |  |  |  | Date and time when the account hierarchy relationship record was first created in the Customer Information System (CIS). Supports audit trail requirements for regulatory compliance and internal controls under Sarbanes-Oxley Act (SOX). Integrates with Oracle CC&B or SAP IS-U audit logging. | SOX Section 404 Internal Controls
account_management | account_hierarchy | effective_date | Effective Date | DATE |  |  |  | Date when the account hierarchy relationship becomes active and billing aggregation or reporting begins. Used for move-in/move-out processing, corporate restructuring, and property management transitions. Supports regulatory reporting requirements for customer-of-record tracking to Public Utility Commission (PUC). | FERC Uniform System of Accounts
account_management | account_hierarchy | end_date | End Date | DATE |  |  |  | Date when the account hierarchy relationship terminates. Null for open-ended relationships. Used for move-out processing, corporate restructuring, property management transitions, and account closure workflows. Supports historical analysis of customer account structures and regulatory reporting to Public Utility Commission (PUC). | FERC Uniform System of Accounts
account_management | account_hierarchy | hierarchy_level | Hierarchy Level | INT |  |  |  | Numeric depth of the account in the hierarchy tree structure. Level 1 represents the top-level parent account. Each subsequent level increments by 1. Supports multi-tier organizational structures common in large commercial and industrial (C&I) customers with regional, divisional, and site-level accounts. | ISO/IEC 11179 Metadata Registry
account_management | account_hierarchy | hierarchy_type | Hierarchy Type | STRING |  | consolidated_billing¦master_metered¦corporate_umbrella¦property_management¦municipal_account¦franchise |  | Classification of the account hierarchy relationship. Consolidated billing aggregates multiple accounts into a single invoice. Master-metered applies to multi-dwelling unit (MDU) complexes where a single meter serves multiple units. Corporate umbrella links accounts under a single enterprise entity. Property management groups accounts managed by a property management company. Municipal account represents government entity hierarchies. Franchise represents utility franchise relationships. | NARUC Uniform System of Accounts
account_management | account_hierarchy | last_modified_timestamp | Last Modified Timestamp | TIMESTAMP |  |  |  | Date and time when the account hierarchy relationship record was most recently updated. Tracks changes to hierarchy type, effective dates, allocation methods, or status transitions. Supports audit trail requirements for regulatory compliance and internal controls under Sarbanes-Oxley Act (SOX). | SOX Section 404 Internal Controls
account_management | account_hierarchy | notes | Relationship Notes | STRING |  |  |  | Free-text field for additional information about the account hierarchy relationship. May include business justification, special billing instructions, regulatory requirements, or historical context. Used by customer service representatives (CSR) and key account managers for reference during customer interactions and billing dispute resolution. | ISO/IEC 11179 Metadata Registry
account_management | account_hierarchy | priority_sequence | Priority Sequence | INT |  |  |  | Numeric ordering used to determine processing sequence when multiple hierarchy relationships exist for the same account. Lower numbers indicate higher priority. Used in complex organizational structures where an account may participate in multiple hierarchies (e.g., both a corporate umbrella and a property management relationship). Ensures deterministic billing and reporting behavior. | Oracle CC&B Account Hierarchy Processing Rules
account_management | account_hierarchy | relationship_owner | Relationship Owner | STRING |  |  |  | Name or identifier of the business user or key account manager responsible for managing this account hierarchy relationship. Used for customer relationship management (CRM) workflows in Salesforce Energy & Utilities Cloud. Supports large commercial and industrial (C&I) account management and enterprise customer service delivery. | Salesforce Energy & Utilities Cloud Account Management
account_management | account_hierarchy | relationship_status | Relationship Status | STRING |  | active¦inactive¦pending¦suspended¦terminated |  | Current lifecycle status of the account hierarchy relationship. Active indicates the relationship is currently in effect and billing aggregation or reporting is operational. Inactive indicates the relationship has been deactivated but not removed. Pending indicates the relationship is awaiting approval or activation. Suspended indicates temporary hold. Terminated indicates the relationship has been permanently ended. | Oracle CC&B Account Hierarchy Status Model
account_management | account_hierarchy | source_system | Source System | STRING |  | CC&B¦IS-U¦CRM¦MDM¦MANUAL |  | Operational system of record that originated this account hierarchy relationship. CC&B represents Oracle Customer Care and Billing. IS-U represents SAP Industry Solution for Utilities. CRM represents Salesforce Energy & Utilities Cloud. MDM represents Master Data Management system. MANUAL represents manually entered relationships. Supports data lineage tracking and reconciliation across enterprise systems. | ISO/IEC 11179 Metadata Registry
account_management | account_hierarchy | source_system_code | Source System Identifier (ID) | STRING |  |  |  | Unique identifier of this account hierarchy relationship in the source operational system. Used for data lineage tracking, reconciliation, and bidirectional synchronization between the lakehouse and operational systems (Oracle CC&B, SAP IS-U, Salesforce Energy & Utilities Cloud). Supports troubleshooting and audit trail requirements. | ISO/IEC 11179 Metadata Registry |  | TRUE | The column name contains 'source_system', which is a classic external system identifier pattern. It references the originating system that created or owns this account hierarchy record. This is not a FK to a modeled table — it is an external system reference and should be renamed to remove the _id suffix.
account_management | account_hierarchy | usage_aggregation_flag | Usage Aggregation Flag | BOOLEAN |  |  |  | Indicates whether energy usage (kilowatt-hour (kWh) or thousand cubic feet (MCF) of gas) from the child account is aggregated into parent account usage reporting. True enables enterprise-level usage analysis for large commercial and industrial (C&I) customers. False maintains separate usage tracking. Supports demand response (DR) program enrollment, energy efficiency (EE) program participation, and Renewable Portfolio Standard (RPS) compliance reporting. | MDMS Usage Aggregation Model
account_management | contact | account_id | Account Identifier (ID) | BIGINT |  |  | customer.account.account_id | Reference to the customer account this contact is associated with. Enables linking contact to service agreements and billing relationships. | FERC Uniform System of Accounts
account_management | contact | party_id | Party Identifier (ID) | BIGINT |  |  | customer.party.party_id | Reference to the party (person or organization) that this contact record represents. Links to the party master entity to establish legal identity ownership. | FERC Uniform System of Accounts
account_management | contact | alternate_email_address | Alternate Email Address | STRING | restricted,pii_email | '^[a-zA-Z0-9._%+-]+@[a-zA-Z0-9.-]+\.[a-zA-Z]{2,}$ |  | Secondary email address for the contact. Provides redundancy for critical electronic communications. | GDPR Article 4, CAN-SPAM Act
account_management | contact | alternate_phone | Alternate Phone Number | STRING | restricted,pii_phone |  |  | Secondary telephone number for reaching the contact. Used as backup for critical communications when primary phone is unavailable. | GDPR Article 4, FCC TCPA
account_management | contact | alternate_phone_type | Alternate Phone Type | STRING | restricted,pii_phone | mobile¦home¦work¦fax |  | Classification of the alternate phone number. Determines appropriate calling hours and communication protocols. | FCC TCPA
account_management | contact | authorization_end_date | Authorization End Date | DATE |  |  |  | Date when the contact's authorization to act on behalf of the account expires or was revoked. Nullable for indefinite authorizations. Required for third-party authorization compliance. | State PUC Third-Party Authorization Rules
account_management | contact | authorization_start_date | Authorization Start Date | DATE |  |  |  | Date when the contact's authorization to act on behalf of the account became effective. Required for third-party authorization compliance under state PUC regulations. | State PUC Third-Party Authorization Rules
account_management | contact | contact_id | Contact Identifier (ID) | BIGINT |  |  |  | Unique identifier for the contact record. Primary key for the contact entity. | ISO/IEC 11179 | TRUE
account_management | contact | contact_role | Contact Role | STRING |  |  |  | Functional role of the contact within the account context. Determines which communications and notifications this contact should receive (e.g., billing notices, outage alerts, collections). [ENUM-REF-CANDIDATE: primary¦billing¦service¦technical¦emergency¦legal¦financial — 7 candidates stripped; promote to reference product] | NARUC Customer Information Standards
account_management | contact | contact_status | Contact Status | STRING |  | active¦inactive¦deceased¦invalid¦suspended¦pending_verification |  | Current lifecycle status of the contact record. Determines whether the contact should receive communications and whether the record is valid for operational use. | NARUC Customer Information Standards
account_management | contact | created_timestamp | Record Created Timestamp | TIMESTAMP |  |  |  | Timestamp when this contact record was first created in the system. Used for audit trail and data lineage tracking. | ISO 8601, SOX Section 404
account_management | contact | do_not_call_flag | Do Not Call Flag | BOOLEAN |  |  |  | Indicates whether the contact has opted out of receiving telephone calls. Enforces compliance with FCC Telephone Consumer Protection Act (TCPA) and National Do Not Call Registry. | FCC TCPA, National Do Not Call Registry
account_management | contact | do_not_email_flag | Do Not Email Flag | BOOLEAN | restricted,pii_email |  |  | Indicates whether the contact has opted out of receiving email communications. Enforces compliance with CAN-SPAM Act and GDPR consent requirements. | CAN-SPAM Act, GDPR Article 7
account_management | contact | do_not_mail_flag | Do Not Mail Flag | BOOLEAN |  |  |  | Indicates whether the contact has opted out of receiving physical mail communications. Honors customer communication preferences. | NARUC Customer Information Standards
account_management | contact | do_not_sms_flag | Do Not SMS Flag | BOOLEAN |  |  |  | Indicates whether the contact has opted out of receiving SMS text messages. Enforces compliance with FCC TCPA for text messaging. | FCC TCPA
account_management | contact | email_address | Email Address | STRING | restricted,pii_email | '^[a-zA-Z0-9._%+-]+@[a-zA-Z0-9.-]+\.[a-zA-Z]{2,}$ |  | Primary email address for electronic communication with the contact. Used for billing notifications, outage alerts, and account correspondence. Sourced from Salesforce Energy & Utilities Cloud Contact object and Oracle CC&B Person entity. | GDPR Article 4, CAN-SPAM Act, NARUC Customer Information Standards
account_management | contact | external_contact_code | External Contact Identifier (ID) | STRING |  |  |  | Unique identifier for this contact in the source system (e.g., Salesforce Contact ID, CC&B Person ID). Used for cross-system reconciliation and data lineage. | ISO/IEC 11179 |  | TRUE | The column name contains 'external', indicating this is an identifier from an external system (e.g., a CRM or third-party contact management system). It stores a reference ID from an outside system and should not be linked as an FK. Rename to remove _id suffix.
account_management | contact | first_name | Contact First Name | STRING | restricted,pii_name |  |  | Given name of the contact individual. Used for personalized communication and identification. Required for regulatory customer-of-record reporting to state Public Utility Commissions (PUCs). | GDPR Article 4, NARUC Customer Information Standards
account_management | contact | full_name | Contact Full Name | STRING | restricted,pii_name |  |  | Complete concatenated name of the contact including first, middle, last, and suffix. Used for display purposes, correspondence, and outage notifications. Sourced from Salesforce Energy & Utilities Cloud Contact object. | GDPR Article 4, NARUC Customer Information Standards
account_management | contact | is_primary_contact | Is Primary Contact Flag | BOOLEAN |  |  |  | Indicates whether this contact is the primary contact for the associated account. Used to determine default recipient for account-level communications. | NARUC Customer Information Standards
account_management | contact | language_preference | Language Preference | STRING |  |  |  | Preferred language for communications with the contact. Two-letter ISO 639-1 language code. Required for compliance with state PUC language access requirements and federal Limited English Proficiency (LEP) regulations. [ENUM-REF-CANDIDATE: en¦es¦fr¦zh¦vi¦ko¦tl — 7 candidates stripped; promote to reference product] | ISO 639-1, Title VI Civil Rights Act, State PUC Language Access Rules
account_management | contact | last_modified_timestamp | Record Last Modified Timestamp | TIMESTAMP |  |  |  | Timestamp when this contact record was last updated. Used for change tracking and data synchronization between systems. | ISO 8601, SOX Section 404
account_management | contact | last_name | Contact Last Name | STRING | restricted,pii_name |  |  | Family name or surname of the contact individual. Used for formal identification and legal correspondence. Required for regulatory customer-of-record reporting. | GDPR Article 4, NARUC Customer Information Standards
account_management | contact | mailing_address_line1 | Mailing Address Line 1 | STRING | restricted,pii_address |  |  | First line of the contact's mailing address. Used when the contact's correspondence address differs from the service premise address. Required for billing and legal notices. | GDPR Article 4, USPS Publication 28
account_management | contact | mailing_address_line2 | Mailing Address Line 2 | STRING | restricted,pii_address |  |  | Second line of the contact's mailing address for apartment, suite, or unit information. | GDPR Article 4, USPS Publication 28
account_management | contact | mailing_city | Mailing City | STRING | restricted,pii_address |  |  | City name for the contact's mailing address. | GDPR Article 4, USPS Publication 28
account_management | contact | mailing_country | Mailing Country Code | STRING |  | USA¦CAN¦MEX |  | Three-letter ISO country code for the contact's mailing address. Supports international correspondence. | ISO 3166-1 alpha-3
account_management | contact | mailing_postal_code | Mailing Postal Code | STRING | restricted,pii_address |  |  | ZIP or postal code for the contact's mailing address. Used for mail delivery and geographic segmentation. | GDPR Article 4, USPS Publication 28
account_management | contact | mailing_state | Mailing State or Province | STRING | restricted,pii_address |  |  | State or province code for the contact's mailing address. Two-letter abbreviation per USPS standards. | GDPR Article 4, USPS Publication 28
account_management | contact | middle_name | Contact Middle Name | STRING | restricted,pii_name |  |  | Middle name or initial of the contact individual. Optional field for complete name representation. | GDPR Article 4
account_management | contact | notes | Contact Notes | STRING |  |  |  | Free-form text field for additional information about the contact, such as special handling instructions, communication preferences, or relationship context. Used by customer service representatives. | NARUC Customer Information Standards
account_management | contact | preferred_contact_method | Preferred Contact Method | STRING |  | phone¦email¦sms¦mail¦portal¦none |  | The contact's preferred channel for receiving communications from the utility. Used to route outage notifications, billing reminders, and service alerts. Supports regulatory requirements for customer communication preferences. | NARUC Customer Information Standards, FCC TCPA Compliance
account_management | contact | primary_phone | Primary Phone Number | STRING | restricted,pii_phone |  |  | Main telephone number for reaching the contact. Used for outage notifications, collections contact, and emergency communications. Must comply with FCC Telephone Consumer Protection Act (TCPA) for automated dialing. | GDPR Article 4, FCC TCPA, NARUC Customer Information Standards
account_management | contact | primary_phone_type | Primary Phone Type | STRING | restricted,pii_phone | mobile¦home¦work¦fax |  | Classification of the primary phone number (mobile, home, work, fax). Determines appropriate calling hours and communication protocols under TCPA regulations. | FCC TCPA
account_management | contact | relationship_type | Contact Relationship Type | STRING |  |  |  | Defines the relationship of this contact to the account or party. Determines authorization level and communication rights. Critical for third-party authorization compliance under PUC regulations. [ENUM-REF-CANDIDATE: self¦spouse¦co_applicant¦property_manager¦landlord¦authorized_third_party¦emergency_contact¦guarantor — 8 candidates stripped; promote to reference product] | NARUC Customer Information Standards, State PUC Third-Party Authorization Rules
account_management | contact | source_system | Source System | STRING |  |  |  | Identifies the operational system of record that originated this contact record. Used for data lineage tracking and reconciliation between Oracle CC&B, SAP IS-U, and Salesforce Energy & Utilities Cloud. [ENUM-REF-CANDIDATE: CC&B¦SAP_IS_U¦Salesforce¦MDMS¦Manual¦IVR¦Web_Portal¦Mobile_App — 8 candidates stripped; promote to reference product] | ISO/IEC 11179
account_management | contact | suffix | Name Suffix | STRING |  |  |  | Generational or professional suffix appended to the contact name (e.g., Jr., Sr., III, PhD). Used for proper name formatting and formal communication. [ENUM-REF-CANDIDATE: Jr¦Sr¦II¦III¦IV¦V¦PhD¦MD¦Esq — 9 candidates stripped; promote to reference product] | ISO/IEC 11179
account_management | contact | verification_date | Contact Verification Date | DATE |  |  |  | Date when the contact information was last verified. Used to track data freshness and trigger re-verification workflows. | NARUC Customer Information Standards
account_management | contact | verification_status | Contact Verification Status | STRING |  | verified¦unverified¦pending¦failed |  | Indicates whether the contact information has been verified through outbound communication or customer confirmation. Used to ensure data quality for critical communications. | NARUC Customer Information Standards
account_management | customer_service_agreement | account_id | Account ID | BIGINT |  |  | customer.account.account_id | Reference to the customer account that owns this service agreement. Links the service agreement to the billing account. | Oracle CC&B Account / SAP IS-U Contract Account
account_management | customer_service_agreement | premise_id | Premise ID | BIGINT |  |  | customer.premise.premise_id | Reference to the physical service location (premise) where energy is delivered under this service agreement. | Oracle CC&B Premise / SAP IS-U Installation
account_management | customer_service_agreement | profit_center_id | Profit Center Id (Foreign Key) | BIGINT |  |  | finance.profit_center.profit_center_id | Foreign key linking to finance.profit_center. Business justification: Service agreements are assigned to profit centers for revenue recognition, margin tracking by service type/commodity, and regulatory reporting. Required for rate case cost studies, FERC Form 1 reporti | Internal - LLM Generated Cross-Domain Link
account_management | customer_service_agreement | service_point_id | Service Point ID | BIGINT |  |  | distribution.service_point.service_point_id | Reference to the service point (meter location) associated with this service agreement. Links to the physical delivery point. | Oracle CC&B Service Point / SAP IS-U Device Location
account_management | customer_service_agreement | tariff_schedule_id | Tariff Schedule Id (Foreign Key) | BIGINT |  |  | regulatory.tariff_schedule.tariff_schedule_id | Foreign key linking to regulatory.tariff_schedule. Business justification: Service agreements specify the exact tariff schedule governing service terms, rates, and charges. rate_schedule_code is denormalized. Critical for rate engine, billing, and ensuring regulatory complia | Internal - LLM Generated Cross-Domain Link
account_management | customer_service_agreement | autopay_enrolled_flag | Autopay Enrolled Flag | BOOLEAN |  |  |  | Indicates whether automatic payment is enabled for this service agreement. True if bills are automatically paid from a bank account or credit card, false otherwise. Reduces collection risk and improves cash flow. | PUC Payment Processing Rules / NACHA ACH Standards
account_management | customer_service_agreement | billing_cycle_code | Billing Cycle Code | STRING |  |  |  | Code identifying the monthly billing cycle to which this service agreement is assigned. Determines meter read schedule and bill generation timing. Examples: 01 (cycle 1, read days 1-3), 15 (cycle 15, read days 14-16). Used for workload balancing and revenue forecasting. | Oracle CC&B Billing Cycle / SAP IS-U Billing Schedule
account_management | customer_service_agreement | budget_billing_flag | Budget Billing Flag | BOOLEAN |  |  |  | Indicates whether this service agreement is enrolled in a budget billing program that levelizes monthly payments based on historical usage. True if enrolled, false otherwise. Budget billing smooths seasonal variation in energy costs. | PUC Consumer Protection Rules / Utility Budget Billing Tariffs
account_management | customer_service_agreement | commodity_type | Commodity Type | STRING |  | electric¦gas¦dual_fuel |  | Type of energy commodity delivered under this service agreement. Electric for electricity service, gas for natural gas service, dual fuel for combined electric and gas service at the same premise. | FERC Form 1 / EIA-861 Reporting
account_management | customer_service_agreement | contracted_demand_kw | Contracted Demand (kW) | DECIMAL(12,3) |  |  |  | Maximum demand capacity contracted by the customer, measured in kilowatts. Used for demand-based billing and capacity planning. Applicable to commercial and industrial customers with demand charges. Null for residential and energy-only rate schedules. | FERC Uniform System of Accounts / PUC Tariff Demand Provisions
account_management | customer_service_agreement | created_timestamp | Created Timestamp | TIMESTAMP |  |  |  | Timestamp when this service agreement record was first created in the system. Represents initial data capture, which may precede the service start date for pending agreements. | Oracle CC&B Audit Fields / SAP IS-U Change Documents
account_management | customer_service_agreement | credit_score | Credit Score | INT | confidential |  |  | Credit score of the account holder at the time of service agreement initiation. Used for deposit determination and credit risk assessment. Typically FICO score range 300-850. May be null if credit check was waived or not performed. | Fair Credit Reporting Act (FCRA) / PUC Deposit Rules
account_management | customer_service_agreement | customer_service_agreement_id | Customer Service Agreement (SA) ID | BIGINT |  |  |  | Unique identifier for the service agreement. Primary key for this entity. | Oracle CC&B Service Agreement / SAP IS-U Contract Account | TRUE
account_management | customer_service_agreement | deposit_amount | Deposit Amount | DECIMAL(12,2) | confidential |  |  | Security deposit amount collected from the customer to establish or maintain service. Based on credit score and estimated usage. Zero if no deposit required. Held in trust and refunded after satisfactory payment history or service termination. | PUC Deposit Rules / Utility Credit and Collection Policies
account_management | customer_service_agreement | deposit_status | Deposit Status | STRING |  | not_required¦collected¦refunded¦applied_to_balance¦forfeited |  | Current status of the security deposit. Not required if customer qualified for no-deposit service. Collected if deposit is held. Refunded if returned to customer. Applied to balance if used to offset unpaid charges. Forfeited if customer defaulted and deposit was retained. | PUC Deposit Rules / Utility Credit and Collection Policies
account_management | customer_service_agreement | dr_program_codes | Demand Response (DR) Program Codes | STRING |  |  |  | Comma-separated list of DR program codes in which this service agreement is enrolled. Examples: CPP (critical peak pricing), PTR (peak time rebate), DLC (direct load control), BIP (base interruptible program). Empty if not enrolled in any DR programs. | FERC Order 745 / ISO DR Program Manuals
account_management | customer_service_agreement | dr_program_enrolled_flag | Demand Response (DR) Program Enrolled Flag | BOOLEAN |  |  |  | Indicates whether this service agreement is enrolled in one or more demand response programs. True if enrolled in any DR program, false otherwise. DR programs provide incentives for load curtailment during peak demand periods. | FERC Order 745 / NERC Demand Response Standards
account_management | customer_service_agreement | end_date | Service Agreement (SA) End Date | DATE |  |  |  | Date when service delivery and billing ceased under this service agreement. Null for active agreements. Populated when service is stopped, suspended, or cancelled. Used for churn analysis and final billing. | FERC Uniform System of Accounts / PUC Service Termination Rules
account_management | customer_service_agreement | estimated_annual_usage_kwh | Estimated Annual Usage (kWh) | DECIMAL(12,3) |  |  |  | Estimated annual energy consumption for this service agreement in kilowatt-hours. Used for rate comparison, budget billing calculations, and load forecasting. Based on historical usage, premise characteristics, or customer-provided estimates. Null for gas-only service agreements. | EIA-861 Reporting / Utility Load Forecasting Standards
account_management | customer_service_agreement | estimated_annual_usage_therms | Estimated Annual Usage (Therms) | DECIMAL(12,3) |  |  |  | Estimated annual natural gas consumption for this service agreement in therms. One therm equals 100,000 BTU. Used for rate comparison, budget billing calculations, and supply planning. Based on historical usage or premise characteristics. Null for electric-only service agreements. | EIA-176 Reporting / AGA Gas Measurement Standards
account_management | customer_service_agreement | ev_charging_flag | Electric Vehicle (EV) Charging Flag | BOOLEAN |  |  |  | Indicates whether this service agreement is designated for electric vehicle charging service. True if the premise has registered EV charging equipment or is on an EV-specific rate schedule, false otherwise. Used for EV program tracking and grid planning. | FERC Docket RM22-12 / State EV Tariff Filings
account_management | customer_service_agreement | last_modified_timestamp | Last Modified Timestamp | TIMESTAMP |  |  |  | Timestamp of the most recent update to this service agreement record. Tracks data currency for change data capture and audit purposes. | Oracle CC&B Audit Fields / SAP IS-U Change Documents
account_management | customer_service_agreement | life_support_flag | Life Support Equipment Flag | BOOLEAN |  |  |  | Indicates whether the premise has registered life support or medical baseline equipment that requires continuous electric service. True if life support equipment is registered, false otherwise. Provides special protections against service disconnection and priority restoration during outages. | PUC Consumer Protection Rules / ADA Requirements
account_management | customer_service_agreement | load_profile_type | Load Profile Type | STRING |  | residential¦small_commercial¦large_commercial¦industrial¦agricultural¦street_lighting |  | Standard load profile classification used for non-interval metered customers in settlement and forecasting. Represents typical consumption patterns for customer class. Used by MDMS for load research and unmetered consumption estimation. | NERC Load Modeling Standards / ISO Load Profiling Guidelines
account_management | customer_service_agreement | low_income_assistance_flag | Low Income Assistance Flag | BOOLEAN |  |  |  | Indicates whether this service agreement is enrolled in a low-income energy assistance program (e.g., CARE, FERA, LIHEAP). True if enrolled in any low-income assistance program, false otherwise. Provides discounted rates and additional protections for qualifying low-income customers. | LIHEAP Act / State PUC Low-Income Assistance Programs
account_management | customer_service_agreement | medical_baseline_flag | Medical Baseline Flag | BOOLEAN | restricted,pii |  |  | Indicates whether the customer qualifies for medical baseline allowance providing additional energy allocation at lower rates for medical equipment. True if enrolled in medical baseline program, false otherwise. Distinct from life support flag; medical baseline provides rate relief while life support provides disconnection protection. | CPUC Medical Baseline Rules / State PUC Medical Allowance Programs
account_management | customer_service_agreement | meter_read_frequency | Meter Read Frequency | STRING |  | monthly¦bimonthly¦quarterly¦on_demand¦ami_daily |  | Frequency at which meter readings are collected for billing purposes. Monthly for standard residential/commercial, bimonthly for some rural areas, quarterly for seasonal accounts, on-demand for special reads, AMI daily for advanced metering infrastructure with interval data collection. | PUC Metering Standards / ANSI C12.1 Metering Standards
account_management | customer_service_agreement | nem_enrolled_flag | Net Energy Metering (NEM) Enrolled Flag | BOOLEAN |  |  |  | Indicates whether this service agreement is enrolled in a net energy metering program for distributed energy resources (typically rooftop solar). True if enrolled, false otherwise. NEM customers receive credits for excess generation exported to the grid. | FERC Order 2222 / State NEM Tariffs / PURPA Section 210
account_management | customer_service_agreement | nem_program_type | Net Energy Metering (NEM) Program Type | STRING |  | nem_1_0¦nem_2_0¦nem_3_0¦vnem¦aggregate_nem¦none |  | Specific NEM program version or variant under which the customer is enrolled. NEM 1.0/2.0/3.0 represent successive tariff generations with different compensation structures. VNEM is virtual net metering for multi-tenant properties. Aggregate NEM allows multiple meters under one NEM agreement. None if not enrolled in NEM. | State PUC NEM Tariff Decisions / CPUC NEM Rulings
account_management | customer_service_agreement | paperless_billing_flag | Paperless Billing Flag | BOOLEAN |  |  |  | Indicates whether the customer has opted for electronic bill delivery instead of paper statements. True if enrolled in paperless billing, false if paper bills are mailed. Reduces operational costs and environmental impact. | PUC Consumer Communication Rules / E-SIGN Act
account_management | customer_service_agreement | rate_class | Rate Class | STRING |  | residential¦commercial¦industrial¦agricultural¦street_lighting¦public_authority |  | High-level customer rate classification for regulatory reporting and revenue allocation. Residential for single-family and multi-family homes, commercial for small/medium business, industrial for large manufacturing and processing facilities, agricultural for farms and irrigation, street lighting for municipal lighting, public authority for government facilities. | FERC Uniform System of Accounts / NARUC Rate Design Guidelines
account_management | customer_service_agreement | sa_number | Service Agreement (SA) Number | STRING |  |  |  | Externally visible business identifier for the service agreement. Used in customer communications and billing statements. | Oracle CC&B SA ID / SAP IS-U Contract
account_management | customer_service_agreement | sa_status | Service Agreement (SA) Status | STRING |  | active¦pending_start¦pending_stop¦stopped¦suspended¦cancelled |  | Current lifecycle status of the service agreement. Active indicates service is being delivered and billed. Pending start indicates future-dated service initiation. Pending stop indicates scheduled service termination. Stopped indicates service has been terminated. Suspended indicates temporary service hold. Cancelled indicates agreement was voided before activation. | Oracle CC&B SA Status / SAP IS-U Contract Status
account_management | customer_service_agreement | sa_status_reason | Service Agreement (SA) Status Reason | STRING |  |  |  | Detailed reason code or description explaining the current SA status. Examples: customer request, move out, non-payment disconnection, seasonal disconnect, construction delay, regulatory hold. Provides operational context for status transitions. | Oracle CC&B Status Reason Codes / SAP IS-U Reason Codes
account_management | customer_service_agreement | sa_type | Service Agreement (SA) Type | STRING |  | standard¦net_metering¦demand_response¦interruptible¦standby¦street_lighting |  | Classification of the service agreement based on service characteristics. Standard for typical residential/commercial service, net metering for DER customers, demand response for DR program participants, interruptible for curtailable load, standby for backup service, street lighting for municipal lighting. | FERC Uniform System of Accounts / PUC Tariff Classifications
account_management | customer_service_agreement | service_phase | Service Phase | STRING |  | single_phase¦three_phase |  | Electrical phase configuration of the service. Single phase for residential and small commercial, three phase for larger commercial and industrial loads requiring balanced power delivery. Not applicable for gas-only service agreements. | IEEE Std 141 / NEC Article 220
account_management | customer_service_agreement | service_voltage | Service Voltage | STRING |  |  |  | Nominal voltage level at which electric service is delivered to the customer premise. Measured in volts. Determines equipment requirements and rate applicability. Common values: 120/240V (residential), 480V (small commercial), 4.16kV-34.5kV (primary distribution), 69kV+ (transmission). Not applicable for gas-only service agreements. [ENUM-REF-CANDIDATE: 120¦240¦480¦4160¦12470¦34500¦69000¦115000¦138000¦230000¦345000¦500000¦765000 — 13 candidates stripped; promote to reference product] | IEEE C84.1 Voltage Standards / ANSI C84.1
account_management | customer_service_agreement | special_read_flag | Special Read Flag | BOOLEAN |  |  |  | Indicates whether this service agreement requires special meter reading procedures outside the standard billing cycle. True if special read is required (e.g., for move-in/move-out, disputed bills, or high-bill investigations), false for standard cycle reads. | PUC Metering Standards / Utility Meter Reading Procedures
account_management | customer_service_agreement | start_date | Service Agreement (SA) Start Date | DATE |  |  |  | Date when service delivery and billing commenced under this service agreement. Represents the effective date of the contractual obligation to provide energy service. Used for tenure calculations and regulatory reporting. | FERC Uniform System of Accounts / PUC Service Initiation Rules
account_management | customer_service_agreement | tariff_effective_date | Tariff Effective Date | DATE |  |  |  | Date when the current tariff version became effective for this service agreement. Used to determine applicable rates for billing periods and to track rate case impacts. | PUC Rate Case Orders / FERC Tariff Effective Date Rules
account_management | customer_service_agreement | tariff_version | Tariff Version | STRING |  |  |  | Version identifier of the tariff book or rate schedule effective for this service agreement. Tracks regulatory-approved rate changes over time. Format varies by utility (e.g., 2024-01, v5.2, AL-123). Used to ensure correct rate application and regulatory compliance. | PUC Tariff Filing Requirements / FERC Rate Schedule Versioning
account_management | customer_service_agreement | third_party_notification_flag | Third Party Notification Flag | BOOLEAN |  |  |  | Indicates whether the customer has designated a third party to receive duplicate notifications regarding service disconnection and payment issues. True if third party notification is active, false otherwise. Provides additional consumer protection for vulnerable customers. | PUC Consumer Protection Rules / Third Party Notification Requirements
account_management | party | business_registration_number | Business Registration Number | STRING | confidential |  |  | State or federal business registration number for commercial, industrial, and government entity parties. Used for business identity verification, credit checks, and regulatory reporting. May include state corporation number, DUNS number, or other official business identifiers. | DUNS Number Standard
account_management | party | created_timestamp | Created Timestamp | TIMESTAMP |  |  |  | Date and time when the party record was first created in the system. Supports data lineage, audit trails, and SOX compliance requirements for financial reporting. | SOX Section 404, ISO 8601
account_management | party | credit_class | Credit Class | STRING | confidential | excellent¦good¦fair¦poor¦no_credit_history¦deposit_required |  | Credit risk classification based on credit bureau scores and payment history. Determines deposit requirements, payment plan eligibility, and disconnection risk. Supports revenue assurance and bad debt forecasting. Must comply with Fair Credit Reporting Act (FCRA) and Equal Credit Opportunity Act (ECOA). | FCRA 15 USC 1681, ECOA 15 USC 1691
account_management | party | customer_class | Customer Class | STRING |  |  |  | Utility-specific customer classification used for rate design, load forecasting, and regulatory reporting. Aligns with tariff schedules filed with the Public Utility Commission (PUC). Determines eligibility for time-of-use (TOU) rates, critical peak pricing (CPP), and demand response programs. [ENUM-REF-CANDIDATE: residential¦small_commercial¦large_commercial¦industrial¦agricultural¦street_lighting¦public_authority — 7 candidates stripped; promote to reference product] | FERC Uniform System of Accounts, PUC Rate Classification Standards
account_management | party | customer_since_date | Customer Since Date | DATE |  |  |  | Date when the party first became a customer of the utility. Used for customer tenure analysis, loyalty program eligibility, and customer lifetime value calculations. Supports customer segmentation and retention analytics. | FERC Uniform System of Accounts
account_management | party | date_of_birth | Date of Birth | DATE | restricted,pii_dob |  |  | Date of birth for individual parties. Used for identity verification, credit checks, and eligibility determination for low-income assistance programs and senior citizen rate discounts. Supports PUC customer protection requirements. | GDPR Article 4
account_management | party | do_not_contact_indicator | Do Not Contact Indicator | BOOLEAN |  |  |  | Flag indicating the party has requested no marketing or non-essential communication. Utility must honor this preference except for critical safety notifications, outage alerts, and mandatory regulatory communications. Supports TCPA compliance. | TCPA, PUC Customer Service Standards
account_management | party | duns_number | Data Universal Numbering System (DUNS) Number | STRING | confidential | '^[0-9]{9}$ |  | Nine-digit Dun & Bradstreet DUNS number for commercial and industrial parties. Used for credit evaluation, supplier qualification, and business identity verification. Standard business identifier for Enterprise Resource Planning (ERP) and supply chain systems. | Dun & Bradstreet DUNS Standard
account_management | party | email_address | Email Address | STRING | restricted,pii_email | '^[a-zA-Z0-9._%+-]+@[a-zA-Z0-9.-]+\.[a-zA-Z]{2,}$ |  | Primary email address for electronic communication with the party. Used for billing notifications, outage alerts via Outage Management System (OMS), demand response (DR) event notifications, and customer service correspondence. Supports paperless billing initiatives and regulatory customer communication requirements. | GDPR Article 4, CAN-SPAM Act
account_management | party | external_reference_code | External Reference Identifier (ID) | STRING |  |  |  | External system identifier for the party from source systems such as Oracle CC&B customer number, SAP IS-U business partner ID, or Salesforce Account ID. Supports data integration and cross-system reconciliation. Multiple external IDs may be stored in related integration tables. | ISO/IEC 11179 Metadata Registry |  | TRUE | The column name contains 'external_reference', which is a textbook external system identifier pattern. It stores a reference ID from an outside system (e.g., legacy CIS, CRM, or ERP system). This is not a FK to a modeled table. Rename to remove _id suffix.
account_management | party | first_name | First Name | STRING | restricted,pii_name |  |  | Given name or first name of the individual party. Applicable only to residential customers and individual representatives. Used for personalized customer communication and Customer Information System (CIS) display. | GDPR Article 4
account_management | party | identity_verification_date | Identity Verification Date | DATE |  |  |  | Date when the party identity was last verified. Used to track verification currency and trigger re-verification workflows per utility security policies and SOX compliance requirements. | SOX Section 404
account_management | party | identity_verification_status | Identity Verification Status | STRING |  | verified¦pending¦failed¦not_required¦expired |  | Status of identity verification process for the party. Verified status is required before service activation. Supports Know Your Customer (KYC) requirements, fraud prevention, and SOX identity controls. Verification may include government-issued ID check, credit bureau validation, or utility bill history. | SOX Section 404, NERC CIP-004
account_management | party | industry_code | Industry Code | STRING |  |  |  | North American Industry Classification System (NAICS) code for commercial and industrial parties. Used for load forecasting, rate design, economic development analysis, and regulatory reporting. Supports segmentation of commercial and industrial customer classes. | NAICS 2022
account_management | party | language_preference | Language Preference | STRING |  | ENG¦SPA¦CHI¦FRE¦VIE¦KOR |  | Preferred language for customer communication and billing materials. Supports multilingual customer service requirements mandated by state PUC regulations. Uses ISO 639-2 three-letter language codes. | ISO 639-2, PUC Customer Service Standards
account_management | party | last_contact_date | Last Contact Date | DATE |  |  |  | Date of the most recent customer service interaction with the party. Includes phone calls, emails, web portal sessions, and field visits. Used for customer engagement tracking and service quality monitoring. | PUC Customer Service Standards
account_management | party | last_modified_timestamp | Last Modified Timestamp | TIMESTAMP |  |  |  | Date and time when the party record was last updated. Tracks data currency and supports change data capture (CDC) processes for downstream analytics and reporting systems. | ISO 8601
account_management | party | last_name | Last Name | STRING | restricted,pii_name |  |  | Family name or surname of the individual party. Applicable only to residential customers and individual representatives. Used for customer search, sorting, and identity verification in Customer Relationship Management (CRM) systems. | GDPR Article 4
account_management | party | legal_name | Legal Name | STRING | restricted,pii_name |  |  | Full legal name of the party as registered with government authorities. For individuals, this is the name on government-issued identification. For organizations, this is the registered business name. Required for customer-of-record reporting to Public Utility Commission (PUC) and supports Sarbanes-Oxley Act (SOX) identity controls. | FERC Uniform System of Accounts, SOX Section 404
account_management | party | lifecycle_status | Lifecycle Status | STRING |  | active¦inactive¦suspended¦deceased¦merged¦duplicate |  | Current lifecycle state of the party record. Active parties have one or more active service agreements. Inactive parties have no current service but retain historical records. Suspended parties are temporarily blocked from new service due to fraud or non-payment. Deceased status triggers estate handling procedures. Merged and duplicate statuses support master data management (MDM) consolidation. | ISO/IEC 11179 Metadata Registry
account_management | party | low_income_assistance_indicator | Low Income Assistance Indicator | BOOLEAN | confidential |  |  | Flag indicating the party is enrolled in low-income energy assistance programs such as Low Income Home Energy Assistance Program (LIHEAP) or utility-specific discount rates. Determines eligibility for reduced rates, payment plans, and disconnection protections mandated by PUC regulations. | LIHEAP Act 42 USC 8621, PUC Low Income Assistance Rules
account_management | party | marketing_opt_in_indicator | Marketing Opt-In Indicator | BOOLEAN |  |  |  | Flag indicating the party has consented to receive marketing communications about energy efficiency (EE) programs, demand response (DR) enrollment, electric vehicle (EV) rates, and renewable energy options. Must comply with CAN-SPAM Act and Telephone Consumer Protection Act (TCPA) consent requirements. | CAN-SPAM Act, TCPA
account_management | party | medical_baseline_indicator | Medical Baseline Indicator | BOOLEAN | confidential,pii_health |  |  | Flag indicating the party has a medical condition requiring uninterrupted electric service for life-support equipment. Medical baseline customers receive additional kilowatt-hour (kWh) allowances at lower rates and are protected from disconnection. Mandated by state PUC regulations for customer protection. | PUC Medical Baseline Program Rules
account_management | party | middle_name | Middle Name | STRING | restricted,pii_name |  |  | Middle name or initial of the individual party. Optional field used for complete identity verification and disambiguation of customers with similar names. | GDPR Article 4
account_management | party | mobile_phone_number | Mobile Phone Number | STRING | restricted,pii_phone |  |  | Mobile telephone number for SMS notifications and mobile app authentication. Used for Advanced Metering Infrastructure (AMI) alerts, demand response program enrollment, and two-factor authentication in customer portals. | GDPR Article 4, TCPA
account_management | party | paperless_billing_indicator | Paperless Billing Indicator | BOOLEAN |  |  |  | Flag indicating the party has opted for electronic billing delivery instead of paper bills. Supports utility cost reduction initiatives and environmental sustainability goals. Electronic bills are delivered via email or customer portal. | PUC Customer Service Standards
account_management | party | party_id | Party Identifier (ID) | BIGINT |  |  |  | Unique system identifier for the party entity. Primary key for the party master record. Serves as the enterprise single source of truth (SSOT) for customer identity across all utility systems including Oracle CC&B, SAP IS-U, and Salesforce Energy & Utilities Cloud. | ISO/IEC 11179 Metadata Registry | TRUE
account_management | party | party_type | Party Type | STRING |  | residential_individual¦commercial_business¦industrial_corporation¦government_entity¦non_profit_organization¦partnership |  | Classification of the party entity type. Determines applicable rate schedules, regulatory reporting categories, and service agreement terms. Residential individuals receive consumer protection under PUC regulations. Commercial and industrial customers may have different tariff structures and demand response eligibility. | FERC Uniform System of Accounts, NARUC Customer Classification Standards
account_management | party | phone_number | Phone Number | STRING | restricted,pii_phone |  |  | Primary contact telephone number for the party. Used for customer service calls, outage notifications, critical peak pricing (CPP) alerts, and emergency contact during service interruptions. Supports Federal Communications Commission (FCC) customer contact requirements. | GDPR Article 4, TCPA
account_management | party | tax_identifier | Tax Identification Number (ID) | STRING | restricted,pii_identifier |  |  | Federal tax identification number. For individuals, this is the Social Security Number (SSN) stored in masked format. For businesses, this is the Employer Identification Number (EIN). Required for credit verification, collections, and Internal Revenue Service (IRS) reporting. Supports SOX financial controls and Generally Accepted Accounting Principles (GAAP) compliance. | IRS Publication 1075, SOX Section 404 |  | TRUE | tax_id on a party table is a tax identification number (SSN, EIN, TIN) — a government-issued identifier for the party. This is NOT a foreign key to any table; it is an external reference number issued by a tax authority. This is a classic external identifier that should be renamed to remove the _id suffix.
account_management | party | vip_indicator | Very Important Person (VIP) Indicator | BOOLEAN |  |  |  | Flag indicating the party is a VIP customer requiring special handling. VIP designation may apply to elected officials, critical infrastructure operators, medical baseline customers, or high-value commercial accounts. Triggers priority service restoration during outages and escalated customer service routing. | PUC Customer Service Standards
account_management | preference | account_id | Account ID | BIGINT |  |  | customer.account.account_id | Reference to the specific customer account this preference applies to. Nullable if preference is set at party level rather than account level.
account_management | preference | party_id | Party ID | BIGINT |  |  | customer.party.party_id | Reference to the customer party who owns this preference. Links to the party master entity.
account_management | preference | contact_frequency_limit | Contact Frequency Limit | STRING |  | daily¦weekly¦monthly¦per_event¦unlimited |  | The maximum frequency at which the customer wishes to receive communications for this preference category. Helps manage communication fatigue and supports customer experience optimization. | CAN-SPAM Act, TCPA (Telephone Consumer Protection Act)
account_management | preference | contact_time_window_end | Contact Time Window End | STRING |  | '^([01]?[0-9]¦2[0-3]):[0-5][0-9]$ |  | The latest time of day (HH:MM format, 24-hour clock) the customer is willing to receive non-emergency communications. Used for outbound call scheduling and SMS delivery timing to comply with TCPA restrictions on contact hours. | TCPA (Telephone Consumer Protection Act)
account_management | preference | contact_time_window_start | Contact Time Window Start | STRING |  | '^([01]?[0-9]¦2[0-3]):[0-5][0-9]$ |  | The earliest time of day (HH:MM format, 24-hour clock) the customer is willing to receive non-emergency communications. Used for outbound call scheduling and SMS delivery timing to comply with TCPA restrictions on contact hours. | TCPA (Telephone Consumer Protection Act)
account_management | preference | delivery_channel | Delivery Channel | STRING |  | email¦sms¦push_notification¦mail¦ivr¦portal |  | The preferred communication channel through which the customer wishes to receive notifications for this preference category. Supports multi-channel customer engagement strategy. | TCPA (Telephone Consumer Protection Act), CAN-SPAM Act
account_management | preference | effective_end_date | Effective End Date | DATE |  |  |  | The date on which this preference setting expires or is superseded. Nullable for open-ended preferences. Supports time-bound promotional opt-ins and preference lifecycle management.
account_management | preference | effective_start_date | Effective Start Date | DATE |  |  |  | The date from which this preference setting becomes active and should be honored by communication systems. Supports scheduled preference changes and regulatory compliance with opt-out request timing requirements. | CAN-SPAM Act (10-day opt-out processing requirement)
account_management | preference | external_preference_code | External Preference ID | STRING |  |  |  | The unique identifier for this preference record in the source system (CC&B, Salesforce, SAP IS-U). Supports cross-system reconciliation and bidirectional synchronization. |  |  | TRUE | The column name contains 'external', indicating this is a preference identifier from an external system (e.g., a customer portal or third-party preference management system). It is not a FK to a modeled table. Rename to remove _id suffix.
account_management | preference | is_verified | Is Verified Flag | BOOLEAN |  |  |  | Indicates whether the contact information associated with this preference has been verified through a confirmation process (e.g., double opt-in for email, SMS confirmation code). Critical for TCPA compliance and reducing communication delivery failures. | TCPA (Telephone Consumer Protection Act), CAN-SPAM Act
account_management | preference | last_modified_by | Last Modified By | STRING |  |  |  | The user ID or system identifier that last modified this preference record. Supports audit trail and accountability for preference changes.
account_management | preference | last_modified_timestamp | Last Modified Timestamp | TIMESTAMP |  |  |  | The date and time when this preference record was last updated. Supports change tracking and regulatory compliance audit requirements.
account_management | preference | mobile_device_token | Mobile Device Token | STRING | confidential,pii_device |  |  | The push notification device token for mobile app notifications. Used by mobile notification services (APNS, FCM) to deliver push notifications to the customers registered mobile device.
account_management | preference | notes | Preference Notes | STRING |  |  |  | Free-text field for additional context or special instructions related to this preference. Supports customer service representatives in understanding unique customer communication requirements.
account_management | preference | notification_email | Notification Email Address | STRING | restricted,pii_email | '^[a-zA-Z0-9._%+-]+@[a-zA-Z0-9.-]+\.[a-zA-Z]{2,}$ |  | The specific email address to use for this preference category if email is the selected delivery channel. May differ from the primary account email. Supports multi-email management for different communication types. | CAN-SPAM Act, GDPR Article 4
account_management | preference | notification_phone | Notification Phone Number | STRING | restricted,pii_phone | '^\+?[1-9]\d{1,14}$ |  | The specific phone number to use for this preference category if SMS or IVR is the selected delivery channel. May differ from the primary account phone. Supports multi-phone management for different communication types. Format follows E.164 international standard. | TCPA (Telephone Consumer Protection Act), ITU-T E.164
account_management | preference | opt_in_status | Opt-In Status | STRING |  | opted_in¦opted_out¦pending¦not_set |  | Indicates whether the customer has opted in or out of receiving communications for this preference category and channel combination. Critical for TCPA and CAN-SPAM compliance. | TCPA (Telephone Consumer Protection Act), CAN-SPAM Act, GDPR Article 7
account_management | preference | preference_category | Preference Category | STRING |  | outage_alert¦demand_response_notification¦planned_outage_notification¦billing_statement_ready¦payment_confirmation¦payment_reminder |  | The type of communication or service preference being configured. Defines what kind of notification or communication this preference controls. [ENUM-REF-CANDIDATE: outage_alert¦demand_response_notification¦planned_outage_notification¦billing_statement_ready¦payment_confirmation¦payment_reminder¦marketing_communication¦service_appointment_reminder¦energy_usage_report¦rate_change_notification¦program_enrollment_confirmation — promote to reference product] | TCPA (Telephone Consumer Protection Act), CAN-SPAM Act
account_management | preference | preference_id | Preference ID | BIGINT |  |  |  | Unique identifier for the customer preference record. Primary key. |  | TRUE
account_management | preference | preference_source | Preference Source | STRING |  | customer_portal¦mobile_app¦call_center¦enrollment_form¦default¦system_migration |  | The channel or system through which this preference was originally captured or set. Supports audit trail and preference data lineage tracking.
account_management | preference | preferred_language | Preferred Language | STRING |  |  |  | The language in which the customer prefers to receive communications. Uses 3-letter ISO 639-2 language codes. Supports multilingual customer base and regulatory requirements for language access. [ENUM-REF-CANDIDATE: ENG¦SPA¦FRA¦CHI¦VIE¦KOR¦RUS¦ARA¦POR¦GER — 10 candidates stripped; promote to reference product] | ISO 639-2, Title VI of the Civil Rights Act
account_management | preference | set_timestamp | Preference Set Timestamp | TIMESTAMP |  |  |  | The date and time when this preference was originally established by the customer or system. Critical for TCPA and CAN-SPAM compliance audit trails demonstrating when consent was obtained. | TCPA (Telephone Consumer Protection Act), CAN-SPAM Act
account_management | preference | source_system | Source System | STRING |  |  |  | The operational system of record from which this preference record originated. Supports data lineage tracking and multi-system integration reconciliation in hybrid CIS environments. [ENUM-REF-CANDIDATE: CC&B¦Salesforce¦SAP_IS-U¦Customer_Portal¦Mobile_App¦Call_Center¦Legacy_Migration — 7 candidates stripped; promote to reference product]
account_management | preference | suppression_flag | Suppression Flag | BOOLEAN |  |  |  | Indicates whether this preference is currently suppressed due to delivery failures, compliance holds, or customer service blocks. When true, communications should not be sent regardless of opt-in status. | CAN-SPAM Act, TCPA (Telephone Consumer Protection Act)
account_management | preference | suppression_reason | Suppression Reason | STRING |  | delivery_failure¦compliance_hold¦customer_request¦fraud_flag¦deceased¦do_not_contact |  | The reason why communications are suppressed for this preference. Supports compliance with do-not-contact regulations and customer service escalation management. | TCPA (Telephone Consumer Protection Act), CAN-SPAM Act
account_management | preference | suppression_start_date | Suppression Start Date | DATE |  |  |  | The date from which communication suppression became effective for this preference. Supports time-bound suppression management and audit trail.
account_management | preference | unsubscribe_reason | Unsubscribe Reason | STRING |  |  |  | Free-text field capturing the reason provided by the customer when opting out of a communication preference. Supports customer experience analysis and communication strategy improvement. | CAN-SPAM Act
account_management | preference | verification_timestamp | Verification Timestamp | TIMESTAMP |  |  |  | The date and time when the contact information for this preference was verified. Supports audit trail for double opt-in compliance and contact data quality management. | TCPA (Telephone Consumer Protection Act), CAN-SPAM Act
account_management | premise | cost_center_id | Cost Center Id (Foreign Key) | BIGINT |  |  | finance.cost_center.cost_center_id | Foreign key linking to finance.cost_center. Business justification: Premises are assigned to cost centers for geographic/territorial cost tracking and service delivery cost allocation. Essential for operational budgeting, variance analysis, and regulatory cost-of-serv | Internal - LLM Generated Cross-Domain Link
account_management | premise | gas_main_segment_id | Gas Main Segment Identifier (ID) | BIGINT |  |  | customer.segment.segment_id | Identifier of the gas distribution main pipeline segment that serves this premise. Links premise to the gas distribution network for leak survey tracking, pipeline integrity management, pressure zone analysis, and emergency response planning. Sourced from GIS or Pipeline Management System. | PHMSA 49 CFR Part 192 - Gas Pipeline Safety Standards
account_management | premise | address_line_1 | Address Line 1 | STRING | confidential,pii_address |  |  | Primary street address of the premise including house number, street name, and street type. First line of the physical service location address used for service delivery, emergency response, field crew dispatch, and regulatory customer-of-record reporting to state Public Utility Commissions. | USPS Publication 28 - Postal Addressing Standards
account_management | premise | address_line_2 | Address Line 2 | STRING | confidential,pii_address |  |  | Secondary address information such as apartment number, suite, unit, building, floor, or other location qualifier within a multi-tenant structure. Critical for accurate service delivery in multi-family dwellings and commercial complexes. | USPS Publication 28 - Postal Addressing Standards
account_management | premise | ami_deployment_status | Advanced Metering Infrastructure (AMI) Deployment Status | STRING |  | ami_installed¦amr_installed¦manual_read¦pending_deployment |  | Status of advanced metering infrastructure deployment at the premise. AMI installed indicates two-way smart meter with interval data collection; AMR installed indicates one-way automated meter reading; manual read indicates traditional meter requiring field visit; pending deployment indicates scheduled future AMI installation. Used for meter data management system (MDMS) integration, interval data availability determination, and AMI deployment project tracking. | NIST Framework and Roadmap for Smart Grid Interoperability Standards
account_management | premise | battery_capacity_kwh | Battery Capacity Kilowatt-Hours (kWh) | DECIMAL(10,3) |  |  |  | Energy storage capacity of installed battery system in kilowatt-hours (kWh). Represents the total energy that can be stored and discharged. Used for demand response program design, virtual power plant dispatch optimization, backup power duration calculation, and distribution grid services valuation. Sourced from DER interconnection agreements. | UL 9540 - Energy Storage Systems Safety Standard
account_management | premise | battery_storage_indicator | Battery Storage Indicator | BOOLEAN |  |  |  | Boolean flag indicating whether the premise has battery energy storage system (BESS) installed. True indicates battery storage; False indicates no storage. Used for demand response program enrollment, virtual power plant (VPP) aggregation, distribution grid services, and resilience analysis. Sourced from DER interconnection applications or customer enrollment data. | IEEE 1547 - Interconnection Standards for Distributed Energy Resources
account_management | premise | building_square_footage | Building Square Footage | INT |  |  |  | Total conditioned floor area of the building at the premise in square feet. Used for energy efficiency program targeting, load forecasting normalization, rate design analysis, and benchmarking energy consumption intensity (kWh per square foot). Sourced from property tax records or customer self-reporting. | ASHRAE 90.1 - Energy Standard for Buildings
account_management | premise | city | City | STRING | confidential,pii_address |  |  | City or municipality name where the premise is located. Used for geographic segmentation, regulatory jurisdiction determination, municipal franchise fee calculation, and local tax application. | USPS Publication 28 - Postal Addressing Standards
account_management | premise | classification | Premise Classification | STRING |  | single_family¦multi_family¦mdu_unit¦commercial_building¦industrial_facility¦mixed_use |  | Detailed structural classification of the premise building type. Single-family indicates detached residential dwelling; multi-family indicates apartment complex or condominium building; MDU (Multi-Dwelling Unit) unit indicates individual apartment within a larger structure; commercial building indicates retail or office structure; industrial facility indicates manufacturing or warehouse; mixed-use indicates combined residential and commercial. Used for load profile assignment, AMI deployment planning, and demand response program eligibility. | NARUC Customer Classification Standards
account_management | premise | climate_zone | Climate Zone | STRING |  |  |  | Climate zone classification for the premise location based on heating degree days (HDD) and cooling degree days (CDD). Used for weather normalization of energy consumption, load forecasting model segmentation, energy efficiency program design, and building code compliance verification. Typically follows ASHRAE or Department of Energy climate zone definitions. | ASHRAE 169 - Climatic Data for Building Design Standards
account_management | premise | construction_year | Construction Year | INT |  |  |  | Year the building at the premise was originally constructed. Used for building vintage analysis, energy efficiency program targeting (older buildings typically have higher energy intensity), appliance saturation modeling, and demand-side management program design. Sourced from property tax records or building permit databases. | U.S. Census Bureau - Housing Characteristics
account_management | premise | cooling_system_type | Cooling System Type | STRING |  | central_ac¦window_ac¦heat_pump¦evaporative_cooler¦none¦unknown |  | Type of air conditioning or cooling system installed at the premise. Central AC indicates whole-house central air conditioning; window AC indicates room air conditioners; heat pump indicates reversible heat pump system; evaporative cooler indicates swamp cooler; none indicates no cooling system. Used for peak demand forecasting, demand response program eligibility, and energy efficiency program targeting. | ASHRAE 62.2 - Ventilation and Acceptable Indoor Air Quality
account_management | premise | country_code | Country Code | STRING |  | '^[A-Z]{3}$ |  | Three-letter ISO country code for the premise location. Typically USA for domestic utilities; supports international operations and cross-border energy transactions for utilities with multi-national service territories. | ISO 3166-1 alpha-3 Country Codes
account_management | premise | county | County | STRING |  |  |  | County or parish name where the premise is located. Used for local tax jurisdiction determination, county-level regulatory reporting, franchise agreement compliance, and emergency management coordination. | U.S. Census Bureau - County Codes
account_management | premise | created_timestamp | Created Timestamp | TIMESTAMP |  |  |  | Timestamp when the premise record was first created in the Customer Information System. Represents the initial data capture event. Used for data lineage tracking, audit trail maintenance, and data quality monitoring. System-generated field following ISO 8601 timestamp format with timezone. | ISO 8601 - Date and Time Format Standard
account_management | premise | electric_service_territory | Electric Service Territory | STRING |  |  |  | Designated electric service territory or district code where the premise is located. Determines the operating division responsible for electric distribution, applicable electric tariffs, and regulatory reporting segments. Aligns with FERC service territory definitions and state PUC jurisdictional boundaries. | FERC Form 1 - Service Territory Definitions
account_management | premise | electric_vehicle_indicator | Electric Vehicle (EV) Indicator | BOOLEAN |  |  |  | Boolean flag indicating whether the premise has an electric vehicle (EV) registered or EV charging equipment installed. True indicates EV presence; False indicates no EV. Used for EV rate program enrollment, managed charging program targeting, distribution transformer load planning, and transportation electrification analysis. Sourced from customer enrollment data or AMI load shape analysis. | SAE J1772 - EV Charging Standards
account_management | premise | flood_zone_indicator | Flood Zone Indicator | BOOLEAN |  |  |  | Boolean flag indicating whether the premise is located in a FEMA-designated flood hazard area. True indicates flood zone location; False indicates non-flood zone. Used for infrastructure resilience planning, emergency preparedness, undergrounding prioritization, and climate adaptation strategy development. Sourced from FEMA Flood Insurance Rate Maps (FIRM). | FEMA National Flood Insurance Program - Flood Zone Designations
account_management | premise | gas_service_territory | Gas Service Territory | STRING |  |  |  | Designated gas service territory or district code where the premise is located. Determines the operating division responsible for gas distribution, applicable gas tariffs, and regulatory reporting segments. Aligns with Pipeline and Hazardous Materials Safety Administration (PHMSA) jurisdictional requirements. | PHMSA Gas Distribution System Reporting
account_management | premise | heating_fuel_type | Heating Fuel Type | STRING |  |  |  | Primary fuel source used for space heating at the premise. Electric indicates electric resistance or heat pump; natural gas indicates gas furnace or boiler; propane indicates propane furnace; fuel oil indicates oil furnace; wood indicates wood stove or pellet stove. Critical for load forecasting, fuel switching analysis, electrification program targeting, and greenhouse gas (GHG) emissions calculation. [ENUM-REF-CANDIDATE: electric¦natural_gas¦propane¦fuel_oil¦wood¦other¦unknown — 7 candidates stripped; promote to reference product] | U.S. Energy Information Administration (EIA) - Residential Energy Consumption Survey
account_management | premise | last_service_date | Last Service Date | DATE |  |  |  | Date of the most recent service activity at the premise, such as meter installation, service upgrade, or reconnection after disconnection. Used for service history tracking, field crew activity analysis, and customer service quality monitoring. Sourced from work order management system or CIS service order history. | FERC Uniform System of Accounts
account_management | premise | latitude | Latitude Coordinate | DECIMAL(10,7) | restricted,pii_address |  |  | Geographic latitude coordinate of the premise in decimal degrees format. Sourced from ESRI ArcGIS geospatial system. Used for GIS mapping, outage management system (OMS) integration, field crew routing, distribution network modeling, and spatial analysis of service territory. | ESRI ArcGIS Coordinate System Standards
account_management | premise | life_support_indicator | Life Support Indicator | BOOLEAN |  |  |  | Boolean flag indicating whether the premise has electrically-powered life-support equipment requiring continuous power supply. True indicates life-support equipment present; False indicates no life-support equipment. Used for critical customer notification during planned outages, priority restoration during unplanned outages, and Public Safety Power Shutoff (PSPS) exemption or advance notification. Subject to strict confidentiality and HIPAA privacy requirements. | NERC Critical Infrastructure Protection Standards
account_management | premise | longitude | Longitude Coordinate | DECIMAL(10,7) | restricted,pii_address |  |  | Geographic longitude coordinate of the premise in decimal degrees format. Sourced from ESRI ArcGIS geospatial system. Used for GIS mapping, outage management system (OMS) integration, field crew routing, distribution network modeling, and spatial analysis of service territory. | ESRI ArcGIS Coordinate System Standards
account_management | premise | low_income_indicator | Low Income Indicator | BOOLEAN |  |  |  | Boolean flag indicating whether the premise qualifies for low-income energy assistance programs based on household income verification or participation in government assistance programs (SNAP, Medicaid, LIHEAP). True indicates low-income qualification; False indicates non-qualification. Used for California Alternate Rates for Energy (CARE), Family Electric Rate Assistance (FERA), energy efficiency program targeting, and arrearage management program eligibility. Subject to strict confidentiality requirements. | CPUC Low-Income Energy Assistance Programs - Eligibility Criteria
account_management | premise | medical_baseline_indicator | Medical Baseline Indicator | BOOLEAN | restricted,pii |  |  | Boolean flag indicating whether the premise is enrolled in medical baseline program providing additional energy allowance for customers with qualifying medical conditions requiring electrically-powered life-support or medical equipment. True indicates medical baseline enrollment; False indicates non-enrollment. Used for rate discount application, critical customer tracking during outages, and Public Safety Power Shutoff (PSPS) exemption consideration. Subject to HIPAA privacy protections. | CPUC Medical Baseline Program - Qualifying Conditions
account_management | premise | modified_timestamp | Modified Timestamp | TIMESTAMP |  |  |  | Timestamp when the premise record was last updated in the Customer Information System. Represents the most recent data modification event. Used for change data capture (CDC), data synchronization across systems, and audit trail maintenance. System-generated field following ISO 8601 timestamp format with timezone. | ISO 8601 - Date and Time Format Standard
account_management | premise | postal_code | Postal Code (ZIP) | STRING | confidential,pii_address | '^[0-9]{5}(-[0-9]{4})?$ |  | Five-digit or nine-digit postal code (ZIP code) for the premise location. Used for geographic analysis, service territory mapping, demographic segmentation, and correlation with census data for load forecasting and demand-side management program targeting. | USPS Publication 28 - Postal Addressing Standards
account_management | premise | premise_id | Premise Identifier (ID) | BIGINT |  |  |  | Unique system identifier for the physical service location where energy is delivered. Primary key for the premise entity. Serves as the geographic and infrastructure anchor for all utility services across metering, distribution, and billing domains. | FERC Uniform System of Accounts | TRUE
account_management | premise | premise_number | Premise Number | STRING |  | '^[A-Z0-9]{8,15}$ |  | Externally-known business identifier for the premise, typically assigned by the utility's Customer Information System (CIS). Used for customer communication, billing correspondence, and cross-system reference. Unique across the utility's service territory. | Oracle CC&B Premise Object Standard
account_management | premise | premise_status | Premise Status | STRING |  | serviceable¦non_serviceable¦pending_construction¦demolished¦inactive |  | Current operational status of the premise indicating whether utility services can be delivered. Serviceable indicates active infrastructure and ability to provide service; non-serviceable indicates no infrastructure or service restrictions; pending construction indicates planned future service; demolished indicates structure no longer exists; inactive indicates temporary service suspension. | FERC Electric Tariff Filing Requirements
account_management | premise | premise_type | Premise Type | STRING |  | residential¦commercial¦industrial¦multi_family¦agricultural¦municipal |  | Classification of the premise based on primary use and customer segment. Determines applicable rate schedules, service level agreements, and regulatory reporting categories. Residential includes single-family homes; commercial includes retail and office; industrial includes manufacturing and heavy load; multi-family includes apartment complexes and condominiums; agricultural includes farms and irrigation; municipal includes government facilities. | NARUC Uniform System of Accounts - Customer Classification
account_management | premise | rate_zone | Rate Zone | STRING |  |  |  | Geographic rate zone or pricing area where the premise is located. Determines applicable electric and gas tariff schedules, time-of-use (TOU) rate structures, seasonal rate variations, and locational pricing adjustments. Used for billing system rate assignment and revenue forecasting. Defined in utility tariff filings approved by state Public Utility Commission. | FERC Uniform System of Accounts - Rate Schedules
account_management | premise | service_establishment_date | Service Establishment Date | DATE |  |  |  | Date when utility service was first established at this premise location. Represents the initial energization or gas service activation. Used for customer tenure analysis, infrastructure age tracking, and historical service continuity reporting. Sourced from Customer Information System (CIS) service order history. | FERC Uniform System of Accounts
account_management | premise | smart_thermostat_indicator | Smart Thermostat Indicator | BOOLEAN |  |  |  | Boolean flag indicating whether the premise has a smart or programmable thermostat enrolled in utility demand response or energy efficiency programs. True indicates smart thermostat participation; False indicates no enrollment. Used for demand response event dispatch, peak load reduction forecasting, and customer engagement program tracking. | ENERGY STAR Connected Thermostat Specification
account_management | premise | solar_capacity_kw | Solar Capacity Kilowatts (kW) | DECIMAL(10,3) |  |  |  | Nameplate capacity of installed solar photovoltaic system in kilowatts (kW). Represents the maximum rated output of the solar installation under standard test conditions. Used for interconnection capacity tracking, distribution hosting capacity analysis, NEM credit calculation, and renewable portfolio standard (RPS) compliance reporting. Sourced from DER interconnection agreements. | FERC Order 2222 - DER Participation in Wholesale Markets
account_management | premise | solar_installation_indicator | Solar Installation Indicator | BOOLEAN |  |  |  | Boolean flag indicating whether the premise has rooftop solar photovoltaic (PV) panels or other distributed energy resource (DER) generation installed. True indicates solar installation; False indicates no solar. Used for Net Energy Metering (NEM) program administration, interconnection tracking, distribution planning, and renewable energy certificate (REC) accounting. Sourced from DER interconnection applications or AMI reverse power flow detection. | IEEE 1547 - Interconnection Standards for Distributed Energy Resources
account_management | premise | state | State Code | STRING |  | '^[A-Z]{2}$ |  | Two-letter state or province code where the premise is located. Determines regulatory jurisdiction under state Public Utility Commission authority, applicable state energy policies, Renewable Portfolio Standard (RPS) requirements, and state-specific tariff structures. | USPS Publication 28 - State Abbreviations
account_management | premise | wildfire_risk_zone | Wildfire Risk Zone | STRING |  | extreme¦high¦moderate¦low¦none |  | Wildfire risk classification for the premise location based on vegetation density, topography, historical fire patterns, and climate conditions. Extreme indicates highest risk requiring enhanced fire mitigation; high indicates elevated risk; moderate indicates some risk; low indicates minimal risk; none indicates no wildfire risk. Used for Public Safety Power Shutoff (PSPS) program planning, vegetation management prioritization, and grid hardening investment decisions. Critical for California utilities under CPUC wildfire mitigation plan requirements. | CPUC Fire-Threat Map - High Fire-Threat Districts
service_operations | credit_deposit | gl_account_id | Gl Account Id (Foreign Key) | BIGINT |  |  | finance.gl_account.gl_account_id | Foreign key linking to finance.gl_account. Business justification: Customer deposits are posted to specific GL liability accounts for balance sheet reporting, regulatory financial statements (FERC Form 1), and deposit liability reconciliation. Required for financial | Internal - LLM Generated Cross-Domain Link
service_operations | credit_deposit | invoice_id | Invoice Identifier (ID) | BIGINT |  |  | billing.invoice.invoice_id | Reference to the invoice to which the deposit was applied. Links deposit disposition to billing transaction. | FERC Uniform System of Accounts
service_operations | credit_deposit | journal_entry_id | Journal Entry Id (Foreign Key) | BIGINT |  |  | finance.journal_entry.journal_entry_id | Foreign key linking to finance.journal_entry. Business justification: Deposit receipt, refund, and forfeiture transactions generate journal entries for financial recording. Required for audit trail, financial transaction reconciliation, and regulatory compliance. Links | Internal - LLM Generated Cross-Domain Link
service_operations | credit_deposit | party_id | Party Identifier (ID) | BIGINT |  |  | customer.party.party_id | Reference to the party (customer) who provided the deposit. Links to the customer master record. | FERC Uniform System of Accounts
service_operations | credit_deposit | payment_id | Payment Identifier (ID) | BIGINT |  |  | billing.payment.payment_id | Reference to the payment transaction record that funded this deposit. Links deposit to payment processing system. | GAAP Financial Controls
service_operations | credit_deposit | premise_id | Premise Identifier (ID) | BIGINT |  |  | customer.premise.premise_id | Reference to the service premise associated with this deposit. Links deposit to the physical service location. | NARUC Uniform System of Accounts
service_operations | credit_deposit | primary_credit_account_id | Account Identifier (ID) | BIGINT |  |  | customer.account.account_id | Reference to the customer account for which this deposit is held. Links deposit to the billing account in the Customer Information System (CIS). | FERC Uniform System of Accounts
service_operations | credit_deposit | refund_applied_credit_deposit_id |  | BIGINT | self_ref_fk |  | customer.credit_deposit.credit_deposit_id | Self-referencing FK on credit_deposit (refund_applied_credit_deposit_id)
service_operations | credit_deposit | tertiary_credit_transfer_to_account_id | Transfer To Account Identifier (ID) | BIGINT |  |  | customer.account.account_id | Reference to the destination account if this deposit was transferred to another customer account. | FERC Uniform System of Accounts
service_operations | credit_deposit | accrued_interest_amount | Accrued Interest Amount | DECIMAL(15,2) |  |  |  | Cumulative interest earned on the deposit from the received date through the current date. Calculated per PUC-mandated interest rate and compounding rules. | PUC Customer Deposit Interest Requirements
service_operations | credit_deposit | applied_amount | Applied Amount | DECIMAL(15,2) |  |  |  | Portion of the deposit (plus interest) that was applied to customer's outstanding bill balance. May be partial if deposit exceeds final bill amount. | FERC Uniform System of Accounts
service_operations | credit_deposit | applied_to_bill_date | Applied to Bill Date | DATE |  |  |  | Date when the deposit was applied to the customer's final bill or outstanding balance. Typically occurs at account closure or service disconnection. | FERC Uniform System of Accounts
service_operations | credit_deposit | authorization_code | Authorization Code | STRING |  |  |  | Unique code or reference number for the deposit authorization transaction. Used for payment verification and fraud prevention. | PCI DSS Payment Security Standards
service_operations | credit_deposit | consent_date | Consent Date | DATE |  |  |  | Date when customer consent for deposit collection was obtained. Part of regulatory compliance audit trail. | PUC Customer Service Standards
service_operations | credit_deposit | consent_method | Consent Method | STRING |  | written¦verbal¦electronic¦in_person |  | Channel through which customer consent was obtained. Determines documentation requirements and verification procedures. | PUC Customer Service Standards
service_operations | credit_deposit | consent_obtained_flag | Consent Obtained Flag | BOOLEAN |  |  |  | Indicates whether customer provided explicit consent for deposit collection. Required for regulatory compliance and customer protection. | PUC Customer Service Standards
service_operations | credit_deposit | created_timestamp | Record Created Timestamp | TIMESTAMP |  |  |  | System timestamp when this deposit record was first created in the Customer Information System (CIS). Part of audit trail for regulatory compliance. | SOX Internal Controls
service_operations | credit_deposit | credit_deposit_id | Credit Deposit Identifier (ID) | BIGINT |  |  |  | Unique system-generated identifier for the credit deposit record. Primary key for the credit deposit entity. | ISO/IEC 11179 - Metadata Registry Standard | TRUE
service_operations | credit_deposit | credit_score_at_assessment | Credit Score at Assessment | INT | confidential |  |  | Customer's credit score at the time deposit requirement was assessed. Used to determine deposit amount and eligibility for waiver. Confidential business data. | Fair Credit Reporting Act (FCRA)
service_operations | credit_deposit | currency_code | Currency Code | STRING |  | USD |  | Three-letter ISO 4217 currency code for the deposit amount. Typically USD for U.S. utilities. | ISO 4217 Currency Codes
service_operations | credit_deposit | deposit_amount | Deposit Amount | DECIMAL(15,2) |  |  |  | Original monetary value of the deposit collected from the customer. Recorded in the utility's functional currency (USD). Subject to interest accrual per regulatory requirements. | FERC Uniform System of Accounts - Account 235
service_operations | credit_deposit | deposit_number | Deposit Number | STRING |  |  |  | Externally visible unique business identifier for the deposit transaction. Used for customer communication and regulatory reporting. | PUC Customer Service Standards
service_operations | credit_deposit | deposit_reason_code | Deposit Reason Code | STRING |  | new_service¦credit_risk¦payment_history¦reconnection¦service_upgrade¦regulatory_requirement |  | Code indicating the business reason why the deposit was required. Used for regulatory compliance reporting and customer service analysis. | PUC Customer Service Standards
service_operations | credit_deposit | deposit_status | Deposit Status | STRING |  | pending¦held¦refunded¦applied_to_bill¦forfeited¦transferred |  | Current lifecycle status of the deposit. Tracks the deposit from initial collection through final disposition (refund or application to account). | FERC Uniform System of Accounts - Account 235
service_operations | credit_deposit | deposit_type | Deposit Type | STRING |  | cash¦check¦money_order¦credit_card¦electronic_transfer¦letter_of_credit |  | Classification of the deposit instrument or method used by the customer to provide security. Determines handling and refund procedures. | PUC Customer Deposit Regulations
service_operations | credit_deposit | effective_date | Deposit Effective Date | DATE |  |  |  | Date when the deposit becomes active and begins securing the customer account. May differ from received date if deposit is held pending verification. | PUC Customer Service Standards
service_operations | credit_deposit | external_deposit_code | External Deposit Identifier (ID) | STRING |  |  |  | Unique identifier for this deposit in the source operational system (CIS). Enables cross-system reconciliation and data lineage tracking. | Enterprise Data Integration Standards |  | TRUE | The column name contains 'external', indicating this is a deposit identifier from an external system (e.g., a banking or payment processing system). It is not a FK to a modeled table. Rename to remove _id suffix.
service_operations | credit_deposit | forfeiture_date | Deposit Forfeiture Date | DATE |  |  |  | Date when the deposit was forfeited due to customer default, non-payment, or abandonment of service. Triggers revenue recognition per accounting standards. | GAAP Revenue Recognition Standards
service_operations | credit_deposit | forfeiture_reason | Forfeiture Reason | STRING |  |  |  | Detailed explanation of why the deposit was forfeited. Required for regulatory reporting and customer dispute resolution. | PUC Customer Service Standards
service_operations | credit_deposit | interest_rate | Interest Rate | DECIMAL(5,4) |  |  |  | Annual interest rate applied to the deposit balance as required by state Public Utility Commission regulations. Expressed as a decimal (e.g., 0.0200 for 2%). | PUC Customer Deposit Interest Requirements
service_operations | credit_deposit | last_interest_calculation_date | Last Interest Calculation Date | DATE |  |  |  | Date when interest was most recently calculated and accrued to the deposit balance. Used for audit trail and regulatory compliance verification. | PUC Customer Deposit Interest Requirements
service_operations | credit_deposit | last_modified_by | Record Last Modified By User | STRING |  |  |  | User ID or system identifier of the person or process that last modified this deposit record. Part of change management audit trail. | SOX Internal Controls
service_operations | credit_deposit | last_modified_timestamp | Record Last Modified Timestamp | TIMESTAMP |  |  |  | System timestamp when this deposit record was most recently updated. Tracks all lifecycle changes for audit and compliance purposes. | SOX Internal Controls
service_operations | credit_deposit | notes | Deposit Notes | STRING |  |  |  | Free-form text field for additional context, special handling instructions, or customer service notes related to the deposit. | Internal Data Governance Standards
service_operations | credit_deposit | received_date | Deposit Received Date | DATE |  |  |  | Date when the utility received and recorded the deposit from the customer. Marks the start of interest accrual and holding period. | FERC Uniform System of Accounts
service_operations | credit_deposit | refund_amount | Refund Amount | DECIMAL(15,2) |  |  |  | Total amount refunded to the customer, including original deposit plus accrued interest. Null if deposit has not been refunded. | PUC Customer Deposit Regulations
service_operations | credit_deposit | refund_check_number | Refund Check Number | STRING |  |  |  | Check number if deposit was refunded via paper check. Used for payment reconciliation and audit trail. | GAAP Financial Controls
service_operations | credit_deposit | refund_date | Deposit Refund Date | DATE |  |  |  | Actual date when the deposit (plus accrued interest) was refunded to the customer. Null if deposit has not been refunded. | FERC Uniform System of Accounts
service_operations | credit_deposit | refund_eligibility_date | Refund Eligibility Date | DATE |  |  |  | Date when the customer becomes eligible for deposit refund based on payment history and regulatory holding period requirements (typically 12-24 months of on-time payments). | PUC Customer Deposit Regulations
service_operations | credit_deposit | refund_method | Refund Method | STRING |  | check¦direct_deposit¦credit_to_account¦electronic_transfer |  | Method used to return the deposit to the customer. Determines processing workflow and reconciliation procedures. | PUC Customer Service Standards
service_operations | credit_deposit | regulatory_reportable_flag | Regulatory Reportable Flag | BOOLEAN |  |  |  | Indicates whether this deposit transaction must be included in regulatory reports to the Public Utility Commission (PUC) or Federal Energy Regulatory Commission (FERC). | FERC Form 1 Reporting Requirements
service_operations | credit_deposit | source_system | Source System Code | STRING |  |  |  | Identifier of the operational system of record that originated this deposit transaction (e.g., Oracle CC&B, SAP IS-U). Used for data lineage and integration troubleshooting. | Enterprise Data Integration Standards
service_operations | credit_deposit | waiver_flag | Deposit Waiver Flag | BOOLEAN |  |  |  | Indicates whether the deposit requirement was waived based on credit evaluation, low-income assistance program, or other qualifying criteria. | PUC Customer Deposit Regulations
service_operations | credit_deposit | waiver_reason | Waiver Reason | STRING |  |  |  | Explanation of why deposit was waived. Required for regulatory compliance and internal audit. | PUC Customer Deposit Regulations
service_operations | credit_deposit | created_by | Record Created By User | STRING |  |  |  | User ID or system identifier of the person or process that created this deposit record. Required for audit trail and compliance. | SOX Internal Controls
service_operations | enrollment | account_id | Account Identifier (ID) | BIGINT |  |  | customer.account.account_id | Reference to the customer account enrolled in the program. Links to the customer account master record in the Customer Information System (CIS). | Oracle CC&B Account Object
service_operations | enrollment | cost_center_id | Cost Center Id (Foreign Key) | BIGINT |  |  | finance.cost_center.cost_center_id | Foreign key linking to finance.cost_center. Business justification: Program enrollments (demand response, energy efficiency, low-income assistance) are tracked against cost centers for program cost accounting, cost recovery mechanisms, and regulatory compliance report | Internal - LLM Generated Cross-Domain Link
service_operations | enrollment | customer_service_agreement_id | Service Agreement Identifier (ID) | BIGINT |  |  | customer.customer_service_agreement.customer_service_agreement_id | Reference to the service agreement under which the program enrollment is active. Links to the service agreement master record. | Oracle CC&B Service Agreement Object
service_operations | enrollment | premise_id | Premise Identifier (ID) | BIGINT |  |  | customer.premise.premise_id | Reference to the service premise where the program enrollment applies. Links to the premise master record. | Oracle CC&B Premise Object
service_operations | enrollment | tariff_schedule_id | Tariff Schedule Id (Foreign Key) | BIGINT |  |  | regulatory.tariff_schedule.tariff_schedule_id | Foreign key linking to regulatory.tariff_schedule. Business justification: Program enrollments (TOU, CPP, demand response, NEM) often reference specific tariff schedules that define program rates and terms. Essential for rate application, program administration, and regulato | Internal - LLM Generated Cross-Domain Link
service_operations | enrollment | auto_renew_flag | Auto-Renew Flag | BOOLEAN |  |  |  | Indicates whether the enrollment automatically renews at expiration. True indicates enrollment will auto-renew unless customer opts out; False indicates enrollment requires explicit renewal action. | Customer Preference Management Standards
service_operations | enrollment | baseline_usage_kwh | Baseline Usage Kilowatt-Hours (kWh) | DECIMAL(12,2) |  |  |  | Baseline energy usage in kilowatt-hours (kWh) established at enrollment. Used for Energy Efficiency (EE) program savings measurement, Demand Response (DR) baseline calculation, or medical baseline allowance determination. | IPMVP Measurement and Verification Standards
service_operations | enrollment | cancellation_date | Cancellation Date | DATE |  |  |  | Date when the enrollment was cancelled by the utility or system. Nullable if enrollment was not utility-terminated. Distinct from opt_out_date which represents customer-initiated termination. | Oracle CC&B Cancellation Processing
service_operations | enrollment | cancellation_reason_code | Cancellation Reason Code | STRING |  | '^[A-Z0-9_]{2,10}$ |  | Code indicating the reason for enrollment cancellation. Examples include non-compliance, account closure, ineligibility discovered, program discontinued, customer request, or administrative error. Used for program performance analysis and regulatory reporting. | Utility Program Management Standards
service_operations | enrollment | channel | Enrollment Channel | STRING |  |  |  | Channel or interface through which the customer enrolled in the program. Web indicates online self-service portal; Mobile App indicates utility mobile application; IVR (Interactive Voice Response) indicates automated phone system; Call Center indicates agent-assisted enrollment; Field Service indicates in-person enrollment by field representative; Mail indicates paper application; Email indicates email-based enrollment; Third Party indicates enrollment through partner or aggregator; Auto Enroll indicates system-initiated enrollment based on eligibility rules. [ENUM-REF-CANDIDATE: web¦mobile_app¦ivr¦call_center¦field_service¦mail¦email¦third_party¦auto_enroll — 9 candidates stripped; promote to reference product] | CRM Channel Classification Standards
service_operations | enrollment | committed_load_reduction_kw | Committed Load Reduction Kilowatts (kW) | DECIMAL(10,2) |  |  |  | Customer-committed load reduction capacity in kilowatts (kW) for Demand Response (DR) programs. Represents the amount of load the customer agrees to curtail during DR events. Used for DR program capacity planning and settlement. | FERC Demand Response Measurement Standards
service_operations | enrollment | confirmation_number | Enrollment Confirmation Number | STRING |  | '^[A-Z0-9-]{6,20}$ |  | External confirmation number provided to the customer upon enrollment. Used for customer service inquiries and enrollment tracking. Distinct from enrollment_id which is the internal system identifier. | Customer Communication Standards
service_operations | enrollment | created_timestamp | Record Created Timestamp | TIMESTAMP |  |  |  | Date and time when the enrollment record was first created in the system. Audit field for data lineage and record lifecycle tracking. Captured in ISO 8601 format with timezone. | ISO 8601 Timestamp Standard
service_operations | enrollment | discount_percentage | Discount Percentage | DECIMAL(5,2) |  |  |  | Percentage discount applied to customer bills as a result of program enrollment. Applicable to low-income assistance programs such as CARE/FERA which provide percentage-based rate discounts. Expressed as a percentage (e.g., 20.00 for 20% discount). | PUC Low-Income Rate Discount Standards
service_operations | enrollment | effective_date | Effective Date | DATE |  |  |  | Date when the program enrollment becomes active and benefits or obligations begin. May differ from enrollment_date due to processing time, eligibility verification, or program start cycles. | PUC Rate Effective Date Standards
service_operations | enrollment | eligibility_status | Eligibility Verification Status | STRING |  | verified¦pending_verification¦not_verified¦ineligible¦recertification_required |  | Status of eligibility verification for programs requiring qualification criteria. Verified indicates eligibility confirmed; Pending Verification indicates documentation submitted awaiting review; Not Verified indicates eligibility not yet confirmed; Ineligible indicates customer does not meet program criteria; Recertification Required indicates periodic re-verification needed (common for CARE/FERA low-income programs). | PUC Low-Income Program Verification Standards
service_operations | enrollment | eligibility_verification_date | Eligibility Verification Date | DATE |  |  |  | Date when customer eligibility for the program was verified. Required for programs with qualification criteria such as CARE/FERA income verification, medical baseline certification, or EV ownership verification. | PUC Eligibility Documentation Standards
service_operations | enrollment | enrolled_by_user_code | Enrolled By User Identifier (ID) | STRING | confidential,pii | '^[A-Za-z0-9_.-]{3,50}$ |  | Identifier of the system user or agent who processed the enrollment. Used for audit trail and enrollment quality tracking. May be customer self-service user ID, call center agent ID, or field service representative ID. | CRM User Tracking Standards |  | TRUE | This references the user (likely a CSR or system user) who enrolled the customer in a program. While this is a person/role reference, there is no 'user' table in the model. A 'user' is an application/system-level concept (login accounts), not a core business entity for a utility company. The utility would reference users by their system user ID. Creating a 'user' table would be an infrastructure/technical concept (Tier 1 filter). KEEP_AS_IS with rename is appropriate.
service_operations | enrollment | enrollment_date | Enrollment Date | DATE |  |  |  | Date when the customer submitted the enrollment application or was enrolled in the program. Represents the business event timestamp for the enrollment request. | ISO 8601 Date Standard
service_operations | enrollment | enrollment_id | Enrollment Identifier (ID) | BIGINT |  |  |  | Unique identifier for the program enrollment record. Primary key for the enrollment entity. | ISO/IEC 11179 | TRUE
service_operations | enrollment | enrollment_status | Enrollment Status | STRING |  |  |  | Current lifecycle status of the program enrollment. Pending indicates enrollment application submitted but not yet effective; Active indicates enrollment is in effect; Suspended indicates temporary hold due to non-compliance or account issues; Cancelled indicates customer-initiated or utility-initiated termination; Expired indicates enrollment term ended; Waitlisted indicates enrollment requested but program capacity full; Denied indicates enrollment application rejected due to ineligibility. [ENUM-REF-CANDIDATE: pending¦active¦suspended¦cancelled¦expired¦waitlisted¦denied — 7 candidates stripped; promote to reference product] | Oracle CC&B Enrollment Status Domain
service_operations | enrollment | expiration_date | Expiration Date | DATE |  |  |  | Date when the program enrollment term ends. Nullable for open-ended enrollments. For term-limited programs such as annual CARE recertification or fixed-term DR contracts, this field captures the scheduled end date. | PUC Program Term Standards
service_operations | enrollment | incentive_amount | Incentive Amount | DECIMAL(15,2) |  |  |  | Monetary incentive or rebate amount associated with the enrollment. Applicable to Energy Efficiency (EE) rebate programs, Demand Response (DR) participation payments, or enrollment bonuses. Expressed in local currency (USD for US utilities). | DSM Program Financial Tracking Standards
service_operations | enrollment | last_modified_timestamp | Record Last Modified Timestamp | TIMESTAMP |  |  |  | Date and time when the enrollment record was last updated. Audit field for change tracking and data quality monitoring. Captured in ISO 8601 format with timezone. | ISO 8601 Timestamp Standard
service_operations | enrollment | monthly_credit_amount | Monthly Credit Amount | DECIMAL(15,2) |  |  |  | Fixed monthly credit amount applied to customer bills as a result of program enrollment. Applicable to programs providing fixed monthly bill credits. Expressed in local currency (USD for US utilities). | Billing Credit Processing Standards
service_operations | enrollment | notes | Enrollment Notes | STRING |  |  |  | Free-form text field for capturing additional enrollment details, special circumstances, eligibility documentation notes, or customer service remarks. Used for operational context and audit trail. | Customer Service Documentation Standards
service_operations | enrollment | notification_preference | Notification Preference | STRING |  | email¦sms¦phone¦mail¦mobile_app¦none |  | Customer-preferred channel for receiving program-related notifications such as Demand Response (DR) event alerts, recertification reminders, or program updates. Distinct from general communication preferences which are managed in the preference product. | CRM Communication Preference Standards
service_operations | enrollment | opt_out_date | Opt-Out Date | DATE |  |  |  | Date when the customer voluntarily terminated or opted out of the program enrollment. Nullable if enrollment was not customer-terminated. Used for customer choice tracking and program retention analysis. | Customer Choice Reporting Standards
service_operations | enrollment | priority | Enrollment Priority | INT |  |  |  | Priority ranking for the enrollment when multiple programs apply to the same account or premise. Lower numbers indicate higher priority. Used to resolve conflicts when program benefits or rate schedules overlap. | Rate Application Hierarchy Standards
service_operations | enrollment | program_code | Program Code | STRING |  | '^[A-Z0-9_-]{2,20}$ |  | Unique code identifying the utility program, tariff option, or Demand-Side Management (DSM) offering. Examples include DR (Demand Response), EE (Energy Efficiency), NEM (Net Energy Metering), CARE (California Alternate Rates for Energy), FERA (Family Electric Rate Assistance), TOU (Time-of-Use), CPP (Critical Peak Pricing), EV (Electric Vehicle) charging programs, medical baseline, budget billing, paperless billing, auto-pay, and green pricing programs. | PUC Program Classification Standards
service_operations | enrollment | program_name | Program Name | STRING |  |  |  | Human-readable name of the utility program or tariff option. Provides business-friendly description of the program for customer communication and reporting. | Oracle CC&B Program Master
service_operations | enrollment | program_type | Program Type | STRING |  |  |  | Classification of the program category. Segments programs into major types for regulatory reporting and program management. Demand Response includes curtailment and load management programs; Energy Efficiency includes rebate and conservation programs; Rate Program includes TOU, CPP, and tiered pricing; Billing Preference includes paperless billing, auto-pay, and budget billing; Low Income Assistance includes CARE and FERA; Renewable Energy includes NEM, solar interconnection, and green pricing; Electric Vehicle includes EV charging rate programs; Medical Baseline includes medical necessity allowances. [ENUM-REF-CANDIDATE: demand_response¦energy_efficiency¦rate_program¦billing_preference¦low_income_assistance¦renewable_energy¦electric_vehicle¦medical_baseline¦other — 9 candidates stripped; promote to reference product] | NARUC Program Classification Framework
service_operations | enrollment | recertification_due_date | Recertification Due Date | DATE |  |  |  | Date by which the customer must recertify eligibility to maintain enrollment. Applicable to programs requiring periodic eligibility re-verification such as annual CARE/FERA income recertification or medical baseline renewal. | PUC Recertification Requirements
service_operations | enrollment | source_system | Enrollment Source System | STRING |  |  |  | Name of the source system or application that originated the enrollment record. Examples include Oracle CC&B, SAP IS-U, Salesforce Energy & Utilities Cloud, third-party aggregator platform, or legacy CIS. Used for data lineage and system integration tracking. | Enterprise Data Integration Standards
service_operations | enrollment | terms_accepted_flag | Terms Accepted Flag | BOOLEAN |  |  |  | Indicates whether the customer accepted the program terms and conditions. True indicates terms accepted; False indicates terms not accepted. Required for programs with contractual obligations such as Demand Response (DR) curtailment commitments or Net Energy Metering (NEM) interconnection agreements. | Customer Agreement Management Standards
service_operations | enrollment | terms_accepted_timestamp | Terms Accepted Timestamp | TIMESTAMP |  |  |  | Date and time when the customer accepted the program terms and conditions. Used for legal compliance and audit trail. Captured in ISO 8601 format with timezone. | ISO 8601 Timestamp Standard
service_operations | enrollment | waitlist_position | Waitlist Position | INT |  |  |  | Position in the program waitlist queue when enrollment_status is waitlisted. Applicable to capacity-constrained programs such as Demand Response (DR) or pilot programs. Lower numbers indicate higher priority for enrollment when capacity becomes available. | Program Capacity Management Standards
service_operations | interaction | account_id | Account ID | BIGINT |  |  | customer.account.account_id | Identifier of the specific utility account associated with this interaction, if applicable. May be null for general customer inquiries not tied to a specific account. | CIS (Customer Information System) Standard
service_operations | interaction | agent_party_id | Agent ID | STRING |  | '^[A-Z0-9]{6,15}$ | customer.party.party_id | Identifier of the customer service agent or representative who handled the interaction. May be null for self-service interactions. | Salesforce Energy & Utilities Cloud User ID
service_operations | interaction | contact_id | Contact Id (Foreign Key) | BIGINT |  |  | customer.contact.contact_id | Foreign key linking to customer.contact. Business justification: Interaction records should track which specific contact initiated or was involved in the interaction. This is a standard CRM pattern where interactions can be linked to both the account/party level AN | Internal - LLM Generated Cross-Domain Link
service_operations | interaction | distribution_outage_event_id | Outage Event ID | BIGINT |  |  | distribution.distribution_outage_event.distribution_outage_event_id | Identifier linking this interaction to a specific power or gas outage event, if the interaction was related to an outage report or inquiry. Null if not outage-related. | OMS (Outage Management System) Event ID
service_operations | interaction | docket_id | Docket Id (Foreign Key) | BIGINT |  |  | regulatory.docket.docket_id | Foreign key linking to regulatory.docket. Business justification: Customer interactions may reference regulatory dockets (rate case complaints, service quality proceedings, CPCN public comments). Required for regulatory reporting, complaint tracking, and public part | Internal - LLM Generated Cross-Domain Link
service_operations | interaction | enrollment_id | Enrollment Id (Foreign Key) | BIGINT |  |  | customer.enrollment.enrollment_id | Foreign key linking to customer.enrollment. Business justification: Many customer interactions are specifically about program enrollments (enrollment questions, status checks, recertification, opt-out requests). Linking interaction to enrollment enables tracking of en | Internal - LLM Generated Cross-Domain Link
service_operations | interaction | move_order_id | Move Order Id (Foreign Key) | BIGINT |  |  | customer.move_order.move_order_id | Foreign key linking to customer.move_order. Business justification: Customer interactions frequently relate to move-in/move-out requests (scheduling, status inquiries, cancellations, address corrections). Linking interaction to move_order enables tracking of move-rela | Internal - LLM Generated Cross-Domain Link
service_operations | interaction | party_id | Customer ID | BIGINT |  |  | customer.party.party_id | Identifier of the customer who initiated or was subject to this interaction. Links to the customer master record. | CIS (Customer Information System) Standard
service_operations | interaction | agent_name | Agent Name | STRING |  |  |  | Full name of the customer service agent who handled the interaction. Used for quality assurance and performance tracking. | Internal HR Standard
service_operations | interaction | callback_completed_flag | Callback Completed Flag | BOOLEAN |  |  |  | Indicates whether a requested callback was successfully completed. Null if no callback was requested. | Contact Center Operations Standard
service_operations | interaction | callback_requested_flag | Callback Requested Flag | BOOLEAN |  |  |  | Indicates whether the customer requested a callback from the utility. Used for callback queue management. | Contact Center Operations Standard
service_operations | interaction | case_number | Case Number | STRING |  | '^[A-Z0-9]{8,20}$ |  | External case or ticket reference number assigned by the CRM (Customer Relationship Management) system. Used for tracking and customer communication. | Salesforce Energy & Utilities Cloud Case Object
service_operations | interaction | channel | Interaction Channel | STRING |  |  |  | The communication channel or interface through which the interaction occurred. Supports omnichannel customer experience analytics. [ENUM-REF-CANDIDATE: phone¦web_portal¦mobile_app¦ivr¦email¦chat¦in_person¦sms — 8 candidates stripped; promote to reference product] | Salesforce Energy & Utilities Cloud Channel Taxonomy
service_operations | interaction | closed_timestamp | Interaction Closed Timestamp | TIMESTAMP |  |  |  | Date and time when the interaction was formally closed or marked as resolved. Used to calculate time-to-resolution metrics. Null if still open. | ISO 8601 Timestamp Standard
service_operations | interaction | complaint_category | Complaint Category | STRING |  | billing¦service_quality¦outage¦safety¦employee_conduct¦other |  | High-level classification of the complaint type. Required for state PUC (Public Utility Commission) customer complaint reporting. Null if complaint_flag is false. | State PUC (Public Utility Commission) Reporting Requirements
service_operations | interaction | complaint_flag | Complaint Flag | BOOLEAN |  |  |  | Indicates whether the interaction was classified as a formal customer complaint. Used for PUC (Public Utility Commission) regulatory reporting. | NARUC (National Association of Regulatory Utility Commissioners) Complaint Reporting Standard
service_operations | interaction | contact_reason_code | Contact Reason Code | STRING |  | '^[A-Z0-9_]{3,10}$ |  | Standardized code representing the detailed reason for customer contact. Supports granular categorization for root cause analysis and PUC (Public Utility Commission) reporting. | NARUC (National Association of Regulatory Utility Commissioners) Customer Service Taxonomy
service_operations | interaction | contact_reason_description | Contact Reason Description | STRING |  |  |  | Human-readable description of the contact reason. Provides additional context beyond the standardized code. | Internal Business Glossary
service_operations | interaction | created_timestamp | Record Created Timestamp | TIMESTAMP |  |  |  | Date and time when this interaction record was first created in the source system. Used for audit and data lineage tracking. | ISO 8601 Timestamp Standard
service_operations | interaction | customer_satisfaction_score | Customer Satisfaction (CSAT) Score | INT |  |  |  | Customer satisfaction rating provided by the customer, typically on a scale of 1-5 or 1-10. Null if no feedback was collected. | Customer Experience Measurement Standard
service_operations | interaction | duration_seconds | Interaction Duration (Seconds) | INT |  |  |  | Total duration of the interaction in seconds. Calculated as the difference between start and end timestamps. Used for customer service performance metrics. | Internal Metric Standard
service_operations | interaction | end_timestamp | Interaction End Timestamp | TIMESTAMP |  |  |  | Date and time when the customer interaction concluded. Used to calculate interaction duration and agent handle time. | ISO 8601 Timestamp Standard
service_operations | interaction | escalation_flag | Escalation Flag | BOOLEAN |  |  |  | Indicates whether the interaction was escalated to a supervisor, specialist, or higher tier of support. | Internal Process Standard
service_operations | interaction | escalation_reason | Escalation Reason | STRING |  |  |  | Explanation of why the interaction was escalated. Null if escalation_flag is false. | Internal Process Standard
service_operations | interaction | first_contact_resolution_flag | First Contact Resolution (FCR) Flag | BOOLEAN |  |  |  | Indicates whether the customer issue was fully resolved during the initial interaction without requiring follow-up. Key customer service performance indicator. | Customer Service Best Practice Standard
service_operations | interaction | inbound_outbound_indicator | Inbound/Outbound Indicator | STRING |  | inbound¦outbound |  | Indicates whether the interaction was initiated by the customer (inbound) or by the utility (outbound). Used for contact center analytics. | Contact Center Operations Standard
service_operations | interaction | interaction_id | Interaction ID | BIGINT |  |  |  | Unique identifier for the customer interaction event. Primary key. | Internal System Standard | TRUE
service_operations | interaction | interaction_status | Interaction Status | STRING |  |  |  | Current lifecycle status of the interaction or case. Tracks progression from initiation through resolution. [ENUM-REF-CANDIDATE: new¦in_progress¦pending_customer¦pending_internal¦resolved¦closed¦escalated¦cancelled — 8 candidates stripped; promote to reference product] | Salesforce Energy & Utilities Cloud Case Status
service_operations | interaction | interaction_type | Interaction Type | STRING |  | billing_inquiry¦outage_report¦service_request¦complaint¦payment_arrangement¦general_inquiry |  | Classification of the interaction purpose. Indicates the primary reason for customer contact or engagement. | Salesforce Energy & Utilities Cloud Activity Type
service_operations | interaction | language_code | Language Code | STRING |  | '^[a-z]{2}$ |  | Two-letter ISO 639-1 language code indicating the language used during the interaction. Supports multilingual customer service tracking. | ISO 639-1 Language Code Standard
service_operations | interaction | last_modified_timestamp | Record Last Modified Timestamp | TIMESTAMP |  |  |  | Date and time when this interaction record was last updated in the source system. Supports change data capture and incremental load processing. | ISO 8601 Timestamp Standard
service_operations | interaction | notes | Interaction Notes | STRING |  |  |  | Free-text notes and comments captured by the agent during or after the interaction. Contains detailed context and customer statements. | Salesforce Energy & Utilities Cloud Case Comments
service_operations | interaction | nps_score | Net Promoter Score (NPS) | INT |  |  |  | Net Promoter Score provided by the customer, typically on a scale of 0-10. Measures customer loyalty and likelihood to recommend. Null if not collected. | NPS (Net Promoter Score) Standard Methodology
service_operations | interaction | payment_arrangement_flag | Payment Arrangement Flag | BOOLEAN |  |  |  | Indicates whether a payment plan or arrangement was established during this interaction. Used for collections and customer assistance program tracking. | CIS (Customer Information System) Payment Arrangement Standard
service_operations | interaction | priority_level | Priority Level | STRING |  | low¦medium¦high¦critical |  | Priority classification assigned to the interaction based on urgency and impact. Drives case routing and SLA (Service Level Agreement) targets. | Salesforce Energy & Utilities Cloud Case Priority
service_operations | interaction | regulatory_reportable_flag | Regulatory Reportable Flag | BOOLEAN |  |  |  | Indicates whether this interaction must be included in regulatory customer service reports submitted to the PUC (Public Utility Commission). Typically true for complaints and service quality issues. | State PUC (Public Utility Commission) Reporting Requirements
service_operations | interaction | resolution_code | Resolution Code | STRING |  | '^[A-Z0-9_]{3,10}$ |  | Standardized code indicating how the interaction was resolved. Used for first-call resolution metrics and quality tracking. | Salesforce Energy & Utilities Cloud Resolution Taxonomy
service_operations | interaction | resolution_description | Resolution Description | STRING |  |  |  | Detailed narrative describing the resolution or outcome of the interaction. Captures agent notes and actions taken. | Internal Documentation Standard
service_operations | interaction | service_order_number | Service Order Number | STRING |  | '^[A-Z0-9]{8,15}$ |  | Reference number of any field service order or work order created as a result of this interaction. Null if no service order was generated. | Work Management System (WMS) Order ID
service_operations | interaction | sla_met_flag | Service Level Agreement (SLA) Met Flag | BOOLEAN |  |  |  | Indicates whether the interaction was resolved within the target SLA (Service Level Agreement) timeframe. Used for customer service performance reporting. | Internal SLA (Service Level Agreement) Policy
service_operations | interaction | sla_target_resolution_hours | Service Level Agreement (SLA) Target Resolution Hours | DECIMAL(10,2) |  |  |  | Target number of hours within which this interaction type and priority should be resolved, per internal SLA (Service Level Agreement) standards. | Internal SLA (Service Level Agreement) Policy
service_operations | interaction | source_system | Source System | STRING |  | '^[A-Z_]{3,20}$ |  | Identifier of the operational system that originated this interaction record. Typically Salesforce Energy & Utilities Cloud, IVR (Interactive Voice Response) system, or web portal. | Enterprise System Catalog
service_operations | interaction | start_timestamp | Interaction Start Timestamp | TIMESTAMP |  |  |  | Date and time when the customer interaction began. Represents the moment the customer initiated contact or the utility initiated outreach. | ISO 8601 Timestamp Standard
service_operations | interaction | survey_response_flag | Survey Response Flag | BOOLEAN |  |  |  | Indicates whether the customer completed a post-interaction survey. Used to track survey response rates. | Customer Experience Program Standard
service_operations | move_order | account_id | Account Identifier (ID) | BIGINT |  |  | customer.account.account_id | Reference to the utility account affected by the move order. Links to the account master in Oracle CC&B or SAP IS-U. | FERC Uniform System of Accounts
service_operations | move_order | party_id | Customer Identifier (ID) | BIGINT |  |  | customer.party.party_id | Reference to the customer initiating or associated with the move order. Links to the customer master record in the Customer Information System (CIS). | FERC Uniform System of Accounts
service_operations | move_order | primary_move_current_premise_id | Current Premise Identifier (ID) | BIGINT |  |  | customer.premise.premise_id | Reference to the premise from which the customer is moving or where service is being terminated. For move-in orders, this may be null. | Utility Geographic Information System (GIS) Standards
service_operations | move_order | service_point_id | Service Point Identifier (ID) | BIGINT |  |  | distribution.service_point.service_point_id | Reference to the specific service point (meter location) affected by the move order. Links to the service point master in the Customer Information System (CIS). | NERC Standards
service_operations | move_order | work_order_id | Work Order Identifier (ID) | BIGINT |  |  | asset.work_order.work_order_id | Reference to the field work order generated to execute the move order, if field work is required. Links to the work order management system. | Enterprise Asset Management (EAM) Standards
service_operations | move_order | actual_effective_date | Actual Effective Date | DATE |  |  |  | Actual date when the move order was completed and service transition occurred. Used for billing proration and regulatory reporting. | FERC Uniform System of Accounts
service_operations | move_order | appointment_date | Appointment Date | DATE |  |  |  | Scheduled date for the field appointment to complete the move order, if an appointment is required. | Utility Field Service Standards
service_operations | move_order | appointment_required_indicator | Appointment Required Indicator | BOOLEAN |  |  |  | Flag indicating whether a field appointment is required to complete the move order. True when physical access to the premise or meter is needed, false for remote service activation. | Utility Field Service Standards
service_operations | move_order | appointment_time_window | Appointment Time Window | STRING |  |  |  | Time window for the scheduled field appointment, typically expressed as a range such as 8AM-12PM or 1PM-5PM. Used to set customer expectations for field crew arrival. | Utility Field Service Standards
service_operations | move_order | billing_cycle_code | Billing Cycle Code | STRING |  |  |  | Billing cycle assigned to the account for the new or continuing service. Determines when monthly bills are generated and due dates. | Utility Billing Standards
service_operations | move_order | cancellation_reason | Cancellation Reason | STRING |  |  |  | Free-text or coded reason for move order cancellation, if the order was cancelled. Captures customer explanation or utility decision rationale. | Utility Business Process Standards
service_operations | move_order | contact_email | Contact Email Address | STRING | restricted,pii_email | '^[a-zA-Z0-9._%+-]+@[a-zA-Z0-9.-]+\.[a-zA-Z]{2,}$ |  | Email address to reach the customer regarding this move order. Used for appointment confirmations, status updates, and final billing notifications. | GDPR Article 4, CCPA
service_operations | move_order | contact_phone | Contact Phone Number | STRING | restricted,pii_phone |  |  | Phone number to reach the customer regarding this move order. May differ from the primary customer phone number on file. | GDPR Article 4, CCPA
service_operations | move_order | created_timestamp | Created Timestamp | TIMESTAMP |  |  |  | System timestamp when the move order record was first created in the Customer Information System (CIS). Used for audit trail and process performance measurement. | ISO/IEC 27001 - Information Security Management
service_operations | move_order | deposit_amount | Deposit Amount | DECIMAL(15,2) |  |  |  | Security deposit amount required for the move order, if applicable. Amount is determined by credit evaluation, service type, and regulatory requirements. | PUC Customer Service Rules
service_operations | move_order | deposit_required_indicator | Deposit Required Indicator | BOOLEAN |  |  |  | Flag indicating whether a security deposit is required for this move order. Typically true for new customers, customers with poor credit history, or high-risk service locations. | PUC Customer Service Rules
service_operations | move_order | final_read_date | Final Read Date | DATE |  |  |  | Date when the final meter read was or will be performed for move-out or transfer orders. Used to calculate final billing period and consumption. | Utility Metering Standards
service_operations | move_order | final_read_indicator | Final Read Indicator | BOOLEAN |  |  |  | Flag indicating whether a final meter read is required for this move order. True for move-out and transfer orders where final billing is needed, false for move-in or name change orders. | Utility Metering Standards
service_operations | move_order | forwarding_address | Forwarding Address | STRING | restricted,pii_address |  |  | Mailing address where final bills and correspondence should be sent after service termination. Required for move-out orders to ensure customer receives final billing. | PUC Customer Service Rules
service_operations | move_order | last_updated_by | Last Updated By User | STRING |  |  |  | User ID or system identifier of the person or process that most recently modified the move order record. Used for audit trail and accountability. | ISO/IEC 27001 - Information Security Management
service_operations | move_order | last_updated_timestamp | Last Updated Timestamp | TIMESTAMP |  |  |  | System timestamp when the move order record was most recently modified. Used for audit trail and data synchronization. | ISO/IEC 27001 - Information Security Management
service_operations | move_order | move_order_id | Move Order Identifier (ID) | BIGINT |  |  |  | Unique system-generated identifier for the move order transaction. Primary key for the move order record. | ISO/IEC 11179 - Metadata Registries | TRUE
service_operations | move_order | move_order_number | Move Order Number | STRING |  |  |  | Business-facing unique identifier for the move order, typically displayed to customers and customer service representatives. May follow utility-specific numbering conventions. | Utility Business Process Standards
service_operations | move_order | move_order_status | Move Order Status | STRING |  | pending¦scheduled¦in_progress¦completed¦cancelled¦rejected |  | Current lifecycle status of the move order. Pending indicates awaiting scheduling, scheduled means appointment set, in-progress indicates field work underway, completed means service transition finalized, cancelled means customer withdrew request, and rejected means utility denied the request. | Utility Workflow Management Standards
service_operations | move_order | move_type | Move Type | STRING |  | move_in¦move_out¦transfer¦name_change |  | Classification of the move order transaction type. Move-in establishes new service, move-out terminates service, transfer relocates service to a new premise, and name change updates account ownership without premise change. | Utility Customer Service Standards
service_operations | move_order | overlapping_service_check_result | Overlapping Service Check Result | STRING |  | no_overlap¦overlap_detected¦overlap_resolved¦not_checked |  | Result of the system check to detect overlapping service periods at the same premise. No-overlap indicates clean transition, overlap-detected indicates potential duplicate service, overlap-resolved indicates issue was addressed, and not-checked indicates validation was skipped. | Utility Business Process Standards
service_operations | move_order | priority_code | Priority Code | STRING |  | standard¦expedited¦emergency¦critical |  | Priority level assigned to the move order for scheduling and processing. Standard indicates normal processing, expedited indicates faster service for a fee, emergency indicates same-day service for critical situations, and critical indicates life-support or public safety priority. | Utility Customer Service Standards
service_operations | move_order | processing_channel | Processing Channel | STRING |  | web_self_service¦call_center¦field¦third_party_notification¦mobile_app¦agent_portal |  | Channel through which the move order was initiated. Web self-service indicates customer portal, call center indicates phone interaction, field indicates in-person or field crew initiation, third-party notification indicates landlord or property manager notification, mobile app indicates mobile application, and agent portal indicates customer service representative entry. | Customer Relationship Management (CRM) Standards
service_operations | move_order | rate_class | Rate Class | STRING |  |  |  | Rate classification applicable to the new or continuing service. Examples include residential, commercial, industrial, or specific tariff codes. Used for billing and regulatory reporting. | FERC Uniform System of Accounts, PUC Tariff Filings
service_operations | move_order | rejection_reason | Rejection Reason | STRING |  |  |  | Free-text or coded reason for move order rejection by the utility. May include credit issues, service availability constraints, regulatory restrictions, or incomplete customer information. | PUC Customer Service Rules
service_operations | move_order | requested_effective_date | Requested Effective Date | DATE |  |  |  | Date requested by the customer for the move order to take effect. This is the customer's desired service start or stop date. | PUC Customer Service Rules
service_operations | move_order | scheduled_effective_date | Scheduled Effective Date | DATE |  |  |  | Date scheduled by the utility for the move order to be executed. May differ from requested date based on operational constraints, field crew availability, or regulatory notice requirements. | PUC Customer Service Rules
service_operations | move_order | service_type | Service Type | STRING |  | electric¦gas¦dual_fuel |  | Type of utility service affected by the move order. Electric indicates electric-only service, gas indicates natural gas-only service, and dual-fuel indicates both electric and gas service. | Utility Service Classification Standards
service_operations | move_order | source_system | Source System | STRING |  |  |  | Identifier of the operational system from which this move order record originated. Typically Oracle CC&B, SAP IS-U, or other Customer Information System (CIS) platform. | Enterprise Data Integration Standards
service_operations | move_order | source_system_key | Source System Key | STRING |  |  |  | Primary key or unique identifier of this move order in the source operational system. Used for data lineage and reconciliation with source systems. | Enterprise Data Integration Standards
service_operations | move_order | special_instructions | Special Instructions | STRING |  |  |  | Free-text field for customer or utility staff to provide special instructions related to the move order. May include access instructions, safety concerns, or customer preferences. | Utility Customer Service Standards
service_operations | move_order | stop_reason_code | Stop Reason Code | STRING |  | moved¦deceased¦foreclosure¦non_pay_disconnect¦demolition¦other |  | Reason code for service termination in move-out orders. Moved indicates customer relocation, deceased indicates customer death, foreclosure indicates property foreclosure, non-pay disconnect indicates service termination for non-payment, demolition indicates property demolition, and other captures miscellaneous reasons. | PUC Reporting Requirements
service_operations | move_order | created_by | Created By User | STRING |  |  |  | User ID or system identifier of the person or process that created the move order record. May be customer self-service system, call center agent ID, or field technician ID. | ISO/IEC 27001 - Information Security Management
service_operations | segment | party_id | Party ID | BIGINT |  |  | customer.party.party_id | Reference to the customer party being segmented. Links to the customer master record.
service_operations | segment | ami_deployment_cohort | Advanced Metering Infrastructure (AMI) Deployment Cohort | STRING |  |  |  | AMI smart meter deployment wave or cohort identifier indicating when the customer received AMI meter installation. Used for AMI deployment tracking, interval data availability determination, and time-of-use rate migration planning. Examples: WAVE-1-2018, WAVE-2-2019, LEGACY-AMR (not yet upgraded to AMI). | AMI Deployment Plan, MDMS Data Availability Rules
service_operations | segment | annual_consumption_kwh | Annual Consumption Kilowatt-Hours (kWh) | DECIMAL(15,2) |  |  |  | Trailing twelve-month total electric energy consumption in kilowatt-hours at the time of segment assignment. Used for load profile group classification, customer value tier determination, and rate case cost-of-service allocation. Nullable for new customers without consumption history. | FERC Uniform System of Accounts, Load Research Methodology
service_operations | segment | assignment_reason | Segment Assignment Reason | STRING |  |  |  | The business reason or trigger for this segment classification assignment. Initial enrollment occurs at customer onboarding. Rate change reflects tariff modification. Program enrollment occurs when customer joins income assistance or DER program. Annual review reflects periodic re-certification. Customer request reflects customer-initiated rate or program change. System migration reflects data conversion. Regulatory mandate reflects PUC-ordered reclassification. [ENUM-REF-CANDIDATE: initial_enrollment¦rate_change¦program_enrollment¦annual_review¦customer_request¦system_migration¦regulatory_mandate — 7 candidates stripped; promote to reference product]
service_operations | segment | assignment_source | Segment Assignment Source | STRING |  | cis_system¦crm_system¦manual_override¦third_party_verification¦regulatory_filing¦ami_analytics |  | The system or process that originated this segment classification. CIS system assignments come from Oracle CC&B or SAP IS-U customer master. CRM system assignments come from Salesforce campaign or program enrollment. Manual override reflects analyst or customer service representative adjustment. Third party verification reflects income verification service for CARE/FERA. Regulatory filing reflects PUC rate case assignment. AMI analytics reflects MDMS load profile analysis.
service_operations | segment | battery_storage_flag | Battery Storage Flag | BOOLEAN |  |  |  | Indicates whether the customer has an interconnected battery energy storage system. True if customer has active battery storage interconnection agreement. Used for demand response program eligibility, grid services procurement, and DERMS (Distributed Energy Resource Management System) enrollment. | Energy Storage Interconnection Standards, FERC Order 841 Storage Participation Rules
service_operations | segment | cpp_eligible_flag | Critical Peak Pricing (CPP) Eligible Flag | BOOLEAN |  |  |  | Indicates whether the customer is eligible for Critical Peak Pricing program enrollment. True if customer meets minimum demand threshold and has AMI meter with interval data capability. CPP programs charge higher rates during system peak events (typically 10-15 days per year) to incentivize load reduction. | Critical Peak Pricing Tariff, Demand-Side Management Program Rules
service_operations | segment | created_timestamp | Record Created Timestamp | TIMESTAMP |  |  |  | The timestamp when this segment classification record was first created in the system. Used for audit trail and data lineage tracking.
service_operations | segment | customer_value_tier | Customer Value Tier | STRING |  | high_value¦medium_value¦low_value¦at_risk |  | Customer lifetime value segmentation tier for retention and engagement strategies. High-value customers have high consumption, low payment risk, and long tenure. Medium-value customers have moderate consumption and stable payment history. Low-value customers have low consumption or short tenure. At-risk customers show indicators of potential churn or payment default. | CRM Customer Segmentation Framework
service_operations | segment | demand_response_tier | Demand Response (DR) Tier | STRING |  | tier_1¦tier_2¦tier_3¦not_eligible |  | Demand response program eligibility tier based on load flexibility, historical participation, and curtailment capability. Tier 1 customers have high curtailment capability (>50 kW) and reliable participation history. Tier 2 customers have moderate capability (10-50 kW). Tier 3 customers have low capability (<10 kW) or are residential participants. Not eligible customers do not meet minimum requirements for DR program participation. | Demand Response Program Rules, FERC Order 745 Demand Response Compensation
service_operations | segment | der_adoption_flag | Distributed Energy Resource (DER) Adoption Flag | BOOLEAN |  |  |  | Indicates whether the customer has adopted any Distributed Energy Resource (DER) technology including solar photovoltaic, battery energy storage, electric vehicle, or combined heat and power (CHP). True if customer has one or more DER assets interconnected or registered. Used for DER program targeting, grid planning, and Renewable Portfolio Standard (RPS) compliance reporting. | FERC Order 2222 DER Aggregation Rules, State Interconnection Standards
service_operations | segment | effective_date | Segment Effective Date | DATE |  |  |  | The date when this segment classification becomes effective and active for the customer. Used for historical trend analysis, rate case cost-of-service studies, and program eligibility determination. Segment assignments are versioned to support point-in-time queries.
service_operations | segment | ev_owner_flag | Electric Vehicle (EV) Owner Flag | BOOLEAN |  |  |  | Indicates whether the customer owns or leases an electric vehicle and is enrolled in an EV-specific rate or program. True if customer has registered EV ownership or is on EV time-of-use rate. Used for EV program targeting, managed charging programs, and transportation electrification planning. | Transportation Electrification Framework, EV Rate Design Guidelines
service_operations | segment | expiration_date | Segment Expiration Date | DATE |  |  |  | The date when this segment classification expires or is superseded by a new assignment. Nullable for currently active segments with no planned expiration. Used for historical trend analysis and regulatory rate case testimony showing customer migration between segments over time.
service_operations | segment | income_tier | Income Tier | STRING |  | standard¦care_eligible¦fera_eligible¦medical_baseline |  | Income-based program eligibility tier for low-income assistance programs. CARE (California Alternate Rates for Energy) provides 30-35% discount for households at or below 200% of federal poverty level. FERA (Family Electric Rate Assistance) provides 18% discount for households between 200-250% of federal poverty level. Medical baseline provides additional allowance for customers with qualifying medical equipment. Standard tier receives no income-based discount. | PUC Low-Income Assistance Program Rules, CARE and FERA Program Guidelines
service_operations | segment | last_modified_timestamp | Record Last Modified Timestamp | TIMESTAMP |  |  |  | The timestamp when this segment classification record was last updated. Used for audit trail, change tracking, and incremental data processing.
service_operations | segment | life_support_flag | Life Support Flag | BOOLEAN |  |  |  | Indicates whether the customer has registered life-support or medical baseline equipment that requires continuous electric service. True if customer has active medical baseline certification. Used for outage prioritization, planned outage notification requirements, and medical baseline rate allowance application. | PUC Medical Baseline Program Rules, Life Support Customer Protection Standards
service_operations | segment | load_factor | Load Factor | DECIMAL(5,4) |  |  |  | Ratio of average load to peak load over the trailing twelve months, expressed as a decimal between 0 and 1. High load factor (>0.7) indicates consistent baseload consumption typical of industrial customers. Low load factor (<0.4) indicates peaky consumption typical of commercial customers. Used for load profile group classification and rate design analysis. | Load Research Methodology, IRP Load Forecasting Standards
service_operations | segment | load_profile_group | Load Profile Group | STRING |  |  |  | Load profile classification grouping customers by consumption pattern for load forecasting and Integrated Resource Plan (IRP) projections. Examples: RES-STANDARD (standard residential), RES-HIGH-USE (high-consumption residential), COMM-RETAIL (retail commercial), COMM-OFFICE (office commercial), IND-CONTINUOUS (24/7 industrial), IND-SHIFT (shift-based industrial). | IRP Load Forecasting Methodology, NERC Load Modeling Standards
service_operations | segment | peak_demand_kw | Peak Demand Kilowatts (kW) | DECIMAL(12,2) |  |  |  | Maximum 15-minute interval demand in kilowatts during the trailing twelve months at the time of segment assignment. Used for rate class determination (small vs large commercial threshold), demand response tier assignment, and capacity cost allocation. Nullable for residential customers without demand metering. | FERC Uniform System of Accounts, Demand Metering Standards
service_operations | segment | priority | Segment Priority | INT |  |  |  | Numeric priority ranking when a customer has multiple concurrent segment classifications. Lower numbers indicate higher priority. Used to determine which segment takes precedence for rate application when multiple segments conflict. For example, CARE income tier (priority 1) overrides standard rate class (priority 5) for billing purposes.
service_operations | segment | program_enrollment_date | Program Enrollment Date | DATE |  |  |  | The date when the customer enrolled in the program or rate associated with this segment classification. Applicable for income assistance programs (CARE, FERA), demand response programs, time-of-use rates, and DER programs. Nullable for non-program segments such as standard rate class assignments.
service_operations | segment | rate_class | Rate Class | STRING |  | residential¦small_commercial¦large_commercial¦industrial¦agricultural¦street_lighting |  | Primary rate class classification for tariff application and cost-of-service allocation. Residential serves single-family and multi-family dwellings. Small commercial serves businesses under demand threshold (typically <50 kW). Large commercial serves businesses above demand threshold. Industrial serves manufacturing and heavy industry. Agricultural serves farms and irrigation. Street lighting serves municipal and private lighting. | FERC Uniform System of Accounts Class Definitions, PUC Rate Case Guidelines
service_operations | segment | recertification_due_date | Recertification Due Date | DATE |  |  |  | The date by which the customer must recertify eligibility for this segment classification. Required for income-based programs (CARE, FERA) which mandate annual or biennial recertification. Nullable for segments that do not require periodic recertification. | PUC Low-Income Assistance Program Recertification Rules
service_operations | segment | segment_code | Segment Code | STRING |  |  |  | The specific segment classification code assigned to this party or account within the segment type. Examples: RES (residential), COMM-SM (small commercial), IND-LG (large industrial), CARE (California Alternate Rates for Energy), FERA (Family Electric Rate Assistance), SOLAR-NEM (Net Energy Metering solar customer), EV-OWNER (electric vehicle owner), DR-TIER1 (demand response tier 1 eligible). | Utility Rate Schedule, PUC Customer Class Definitions
service_operations | segment | segment_description | Segment Description | STRING |  |  |  | Detailed description of the segment classification criteria, business rules for assignment, and intended use cases. Supports regulatory rate case testimony and program design documentation.
service_operations | segment | segment_id | Segment ID | BIGINT |  |  |  | Unique identifier for the customer segmentation classification record. |  | TRUE
service_operations | segment | segment_name | Segment Name | STRING |  |  |  | Human-readable name of the segment classification for reporting and analytics. Examples: Residential Customer, Small Commercial, Large Industrial, CARE-Eligible Low Income, High-Value Customer, Solar NEM Customer, EV Owner, Demand Response Participant.
service_operations | segment | segment_status | Segment Status | STRING |  | active¦pending¦expired¦superseded¦cancelled |  | Current lifecycle status of this segment classification record. Active segments are currently in effect. Pending segments are scheduled for future effective date. Expired segments have passed their expiration date. Superseded segments have been replaced by a newer assignment. Cancelled segments were voided before becoming effective.
service_operations | segment | segment_type | Segment Type | STRING |  | rate_class¦load_profile¦income_tier¦customer_value¦der_adoption¦demand_response |  | The dimension or category of segmentation being applied. Rate class segments customers by tariff eligibility (residential, commercial, industrial). Load profile groups customers by consumption pattern. Income tier identifies program eligibility (CARE, FERA). Customer value tiers support retention strategies. DER adoption flags solar, battery, EV ownership. Demand response eligibility determines DR program participation. | FERC Uniform System of Accounts, PUC Rate Design Guidelines
service_operations | segment | solar_customer_flag | Solar Customer Flag | BOOLEAN |  |  |  | Indicates whether the customer has an interconnected solar photovoltaic system under Net Energy Metering (NEM) or other solar tariff. True if customer has active solar interconnection agreement. Used for NEM billing, RPS compliance tracking, and distributed generation forecasting. | Net Energy Metering Tariff, FERC Small Generator Interconnection Procedures
service_operations | segment | tou_rate_eligible_flag | Time-of-Use (TOU) Rate Eligible Flag | BOOLEAN |  |  |  | Indicates whether the customer is eligible for time-of-use rate enrollment based on AMI meter availability and rate class. True if customer has AMI meter and rate class supports TOU tariff. Used for TOU rate migration campaigns and dynamic pricing program targeting. | Time-of-Use Rate Tariff, PUC Default TOU Transition Rules

## market
subdomain | product | attribute | business_glossary_term | type | tags | value_regex | foreign_key_to | description | reference | is_primary_key | llm_fk_skip | llm_fk_skip_reason
capacity_management | ancillary_service_award | capacity_market_auction_id | Capacity Market Auction ID | BIGINT |  |  | market.capacity_market_auction.capacity_market_auction_id | Identifier of the capacity market auction (e.g., PJM RPM, MISO Planning Resource Auction) associated with this award, if applicable. Populated for capacity-market-sourced ancillary obligations; null for DAM/RTM awards. | FERC Order 888; FERC Order 719
capacity_management | ancillary_service_award | capacity_resource_id | Generation / Demand Resource ID | BIGINT |  |  | generation.capacity_resource.capacity_resource_id | Reference to the generation unit, demand response resource, or storage asset that was awarded the ancillary service obligation. Links to the asset or resource master record. | NERC Glossary of Terms; FERC Order 841
capacity_management | ancillary_service_award | master_id | Asset Master Id (Foreign Key) | BIGINT |  |  | asset.master.master_id | Foreign key linking to asset.asset_master. Business justification: Ancillary service awards must link to physical asset providing regulation, spinning reserve, or other services for operational feasibility validation against asset capabilities, real-time performance | Internal - LLM Generated Cross-Domain Link
capacity_management | ancillary_service_award | participant_registration_id | Market Participant ID | BIGINT |  |  | market.participant_registration.participant_registration_id | Reference to the utility's registered market participant entity that submitted the ancillary service offer and received this award from the RTO/ISO. | FERC Market-Based Rate Authority; OATT
capacity_management | ancillary_service_award | ppa_contract_id | Power Purchase Agreement (PPA) Contract ID | BIGINT |  |  | market.ppa_contract.ppa_contract_id | Reference to the Power Purchase Agreement (PPA) contract under which this ancillary service award is fulfilled, if the resource is a contracted third-party asset. Null for utility-owned resources. | FERC Market-Based Rate Authority; GAAP ASC 842
capacity_management | ancillary_service_award | pricing_node_id | Pricing Node ID | BIGINT |  |  | market.pricing_node.pricing_node_id | The RTO/ISO-assigned pricing node or location identifier (e.g., LMP node, pnode) associated with the resource providing the ancillary service. Used for Locational Marginal Price (LMP) settlement and transmission constraint analysis. | FERC Order 888; LMP methodology
capacity_management | ancillary_service_award | rto_iso_id | Regional Transmission Organization / Independent System Operator (RTO/ISO) ID | BIGINT |  |  | market.rto_iso.rto_iso_id | Reference to the RTO/ISO entity (e.g., PJM, MISO, CAISO, ERCOT, NYISO, ISO-NE) that issued this ancillary service award. Serves as the PARTY_REFERENCE for this transaction. | FERC Order 888; OATT
capacity_management | ancillary_service_award | ancillary_service_award_id | Ancillary Service Award ID | BIGINT |  |  |  | Unique surrogate identifier for each ancillary service award record in the Silver Layer lakehouse. Primary key for this transactional entity. | FERC Market-Based Rate Authority; NERC Reliability Standards | TRUE
capacity_management | ancillary_service_award | award_reference_number | Award Reference Number | STRING |  |  |  | Externally-known award confirmation number or transaction identifier assigned by the RTO/ISO for this ancillary service award. Used for reconciliation with RTO/ISO settlement statements and FERC compliance reporting. | FERC Order 888; NERC BAL-002
capacity_management | ancillary_service_award | award_status | Award Status | STRING |  | awarded¦confirmed¦settled¦disputed¦cancelled¦expired |  | Current lifecycle state of the ancillary service award. 'awarded' = RTO/ISO has issued the award; 'confirmed' = utility has acknowledged; 'settled' = financial settlement completed; 'disputed' = under dispute resolution; 'cancelled' = award rescinded; 'expired' = obligation period elapsed without settlement. | FERC Order 888; NERC BAL-002
capacity_management | ancillary_service_award | award_timestamp | Award Timestamp | TIMESTAMP |  |  |  | The date and time when the RTO/ISO issued the ancillary service award to the market participant. Represents the principal business event timestamp for this transaction record. | FERC Order 888; NERC BAL-002
capacity_management | ancillary_service_award | awarded_mw | Awarded Megawatts (MW) | DECIMAL(18,6) |  |  |  | The quantity of capacity in megawatts (MW) awarded by the RTO/ISO for the specified ancillary service type and operating interval. This is the primary quantitative fact of the award. | NERC BAL-002; FERC Order 888
capacity_management | ancillary_service_award | clearing_price_per_mw | Clearing Price per Megawatt (MW) ($/MW) | DECIMAL(18,6) | confidential |  |  | The market clearing price in US dollars per megawatt ($/MW) at which the ancillary service was procured by the RTO/ISO. Used for settlement calculation and revenue recognition. | FERC Order 888; LMP settlement methodology
capacity_management | ancillary_service_award | control_area_code | Control Area Code | STRING |  |  |  | Identifier for the balancing authority area or control area within the RTO/ISO footprint where the ancillary service obligation applies. Used for geographic segmentation of reliability obligations and NERC compliance reporting. | NERC Glossary of Terms; FERC Order 888
capacity_management | ancillary_service_award | created_timestamp | Record Created Timestamp | TIMESTAMP |  |  |  | The date and time when this ancillary service award record was first created in the data platform. Supports audit trail, data lineage, and Silver Layer ingestion tracking. | SOX Section 404; FERC record retention requirements
capacity_management | ancillary_service_award | deployed_mw | Deployed Megawatts (MW) | DECIMAL(18,6) |  |  |  | Actual megawatts delivered by the resource during deployment events within the obligation period. May differ from awarded_mw if the resource was partially deployed or experienced a forced outage. Used for performance score calculation and NERC compliance. | NERC BAL-002; FERC Order 755
capacity_management | ancillary_service_award | deployment_event_count | Deployment Event Count | INT |  |  |  | Number of times the ancillary service resource was actually deployed (called upon) by the RTO/ISO during the obligation period. A count of zero indicates the resource was held in reserve but not activated. Supports NERC reliability compliance reporting. | NERC BAL-002; NERC EOP-005
capacity_management | ancillary_service_award | dispute_reference_number | Dispute Reference Number | STRING |  |  |  | RTO/ISO or internal dispute tracking number if this award is under settlement dispute. Populated only when settlement_status is 'disputed'. Supports dispute resolution workflow and FERC complaint tracking. | FERC Rules of Practice and Procedure; OATT dispute resolution provisions
capacity_management | ancillary_service_award | market_type | Market Type | STRING |  | DAM¦RTM¦capacity |  | Indicates whether the ancillary service award was procured in the Day-Ahead Market (DAM), Real-Time Market (RTM), or a forward capacity market auction. | FERC Order 888; FERC Order 719
capacity_management | ancillary_service_award | nerc_compliance_flag | North American Electric Reliability Corporation (NERC) Compliance Flag | BOOLEAN |  |  |  | Indicates whether this ancillary service award and its associated performance met all applicable NERC reliability standards (e.g., BAL-001, BAL-002) for the obligation period. Used for NERC compliance reporting and audit trails. | NERC BAL-001; NERC BAL-002; NERC EOP-005
capacity_management | ancillary_service_award | net_settlement_amount | Net Settlement Amount (USD) | DECIMAL(18,2) | confidential |  |  | Final net settlement amount in US dollars after applying performance adjustments to the base settlement amount (settlement_amount + performance_adjustment_amount). Represents the actual revenue recognized for this award. | FERC Order 888; FERC Order 755; GAAP ASC 606
capacity_management | ancillary_service_award | obligation_end_timestamp | Obligation End Timestamp | TIMESTAMP |  |  |  | The date and time when the ancillary service obligation period ends. Together with obligation_start_timestamp, defines the full obligation window for availability and performance measurement. | FERC Order 888; NERC BAL-002
capacity_management | ancillary_service_award | obligation_start_timestamp | Obligation Start Timestamp | TIMESTAMP |  |  |  | The date and time when the ancillary service obligation period begins. Defines the start of the window during which the resource must be available and responsive. | FERC Order 888; NERC BAL-002
capacity_management | ancillary_service_award | offer_price_per_mw | Offer Price per Megawatt (MW) ($/MW) | DECIMAL(18,6) | confidential |  |  | The price in US dollars per megawatt ($/MW) at which the utility submitted its ancillary service offer into the market. Compared against clearing_price_per_mw for margin analysis and offer strategy review. | FERC Market-Based Rate Authority; FERC Order 888
capacity_management | ancillary_service_award | offered_mw | Offered Megawatts (MW) | DECIMAL(18,6) |  |  |  | The quantity of capacity in megawatts (MW) that the utility originally offered into the ancillary service market. Compared against awarded_mw to assess offer acceptance rate and market clearing outcomes. | FERC Order 888; FERC Market-Based Rate Authority
capacity_management | ancillary_service_award | operating_date | Operating Date | DATE |  |  |  | The calendar date on which the ancillary service obligation is to be performed. This is the principal real-world event date for the award, distinct from the award issuance timestamp. | FERC Order 888; NERC BAL-002
capacity_management | ancillary_service_award | operating_hour | Operating Hour | INT |  |  |  | The hour-ending (HE) interval (1–24) within the operating date for which the ancillary service award applies. Used for sub-daily granularity in settlement and dispatch scheduling. | FERC Order 888; RTO/ISO tariff schedules
capacity_management | ancillary_service_award | performance_adjustment_amount | Performance Adjustment Amount (USD) | DECIMAL(18,2) | confidential |  |  | Dollar adjustment applied to the base settlement amount based on the resource's performance score. Positive values indicate performance bonuses; negative values indicate penalties for under-performance. Required for FERC Order 755 pay-for-performance regulation compliance. | FERC Order 755; NERC BAL-001
capacity_management | ancillary_service_award | performance_score | Performance Score | DECIMAL(10,4) |  |  |  | Numeric performance score assigned by the RTO/ISO reflecting the resource's compliance with the ancillary service obligation during the operating interval. Scores typically range from 0.0 to 1.0 (or 0–100 per RTO convention). Impacts performance-based settlement adjustments and NERC compliance metrics. | NERC BAL-001; NERC BAL-002; FERC Order 755
capacity_management | ancillary_service_award | rec_eligible_flag | Renewable Energy Certificate (REC) Eligible Flag | BOOLEAN |  |  |  | Indicates whether the resource providing this ancillary service is eligible to generate Renewable Energy Certificates (RECs) for the energy delivered during deployment events. Supports RPS compliance tracking. | State RPS regulations; DOE REC tracking standards
capacity_management | ancillary_service_award | response_time_minutes | Response Time (Minutes) | DECIMAL(10,2) |  |  |  | Actual response time in minutes from RTO/ISO dispatch signal to full MW delivery by the resource. Compared against the service type's required response time (e.g., 10 minutes for spinning reserve) for performance evaluation and NERC compliance. | NERC BAL-002; NERC BAL-001; IEEE Std 1547
capacity_management | ancillary_service_award | service_type | Ancillary Service Type | STRING |  |  |  | Classification of the ancillary service awarded by the RTO/ISO. Regulation up/down provides automatic generation control (AGC) response; spinning reserve is synchronized capacity available within 10 minutes; non-spinning reserve is offline capacity available within 10 minutes; voltage support and reactive power maintain grid voltage stability; black start enables grid restoration. [ENUM-REF-CANDIDATE: regulation_up¦regulation_down¦spinning_reserve¦non_spinning_reserve¦voltage_support¦black_start¦reactive_power — promote to reference product] | NERC BAL-001; NERC BAL-002; FERC Order 888
capacity_management | ancillary_service_award | settlement_amount | Settlement Amount (USD) | DECIMAL(18,2) | confidential |  |  | The gross settlement amount in US dollars payable to the utility for this ancillary service award, calculated as awarded_mw multiplied by clearing_price_per_mw for the obligation period. Supports ancillary service revenue tracking and FERC settlement reconciliation. | FERC Order 888; GAAP ASC 606 Revenue Recognition
capacity_management | ancillary_service_award | settlement_period | Settlement Period | STRING |  |  |  | The RTO/ISO-defined settlement period identifier (e.g., 'DAM-2024-01-15', 'RTM-2024-01-15-HE14') to which this award belongs. Used for batch settlement reconciliation and financial close processes. | FERC Order 888; RTO/ISO tariff settlement provisions
capacity_management | ancillary_service_award | settlement_status | Settlement Status | STRING |  | pending¦preliminary¦final¦resettled¦disputed |  | Current status of the financial settlement for this award. 'pending' = awaiting RTO/ISO settlement run; 'preliminary' = initial settlement issued; 'final' = settlement finalized; 'resettled' = corrected after initial settlement; 'disputed' = under formal dispute with RTO/ISO. | FERC Order 888; GAAP ASC 606
capacity_management | ancillary_service_award | source_system_award_code | Source System Award ID | STRING |  |  |  | The native award identifier from the originating energy management or market operations system (e.g., ABB or GE Energy Management System, or RTO/ISO OASIS portal). Enables traceability back to the operational system of record for audit and reconciliation. | FERC Order 888; SOX Section 404 |  | TRUE | The 'source_system' prefix indicates this is an external system identifier — the award ID as tracked in the RTO/ISO's market management system. Not a FK to an internal table.
capacity_management | ancillary_service_award | updated_timestamp | Record Updated Timestamp | TIMESTAMP |  |  |  | The date and time when this ancillary service award record was last modified in the data platform, such as after a resettlement, performance score update, or dispute resolution. | SOX Section 404; FERC record retention requirements
capacity_management | capacity_market_auction | preceding_capacity_market_auction_id |  | BIGINT | self_ref_fk |  | market.capacity_market_auction.capacity_market_auction_id | Self-referencing FK on capacity_market_auction (preceding_capacity_market_auction_id)
capacity_management | capacity_market_auction | rto_iso_id |  | BIGINT | internal |  | market.rto_iso.rto_iso_id | FK to market.rto_iso
capacity_management | capacity_market_auction | auction_close_timestamp |  | TIMESTAMP |  |  |  | Date and time when the capacity auction bidding window officially closed and no further bids were accepted.
capacity_management | capacity_market_auction | auction_description |  | STRING |  |  |  | Detailed textual description of the capacity auction including special conditions, rule changes, or notable characteristics specific to this auction event.
capacity_management | capacity_market_auction | auction_identifier |  | STRING |  |  |  | Externally-known unique code or reference number assigned by the RTO/ISO to identify this specific capacity auction event.
capacity_management | capacity_market_auction | auction_name |  | STRING |  |  |  | Human-readable name or title of the capacity market auction event, typically including the delivery year and auction type designation.
capacity_management | capacity_market_auction | auction_open_timestamp |  | TIMESTAMP |  |  |  | Date and time when the capacity auction bidding window officially opened and participants could begin submitting bids.
capacity_management | capacity_market_auction | auction_status |  | STRING |  |  |  | Current lifecycle state of the capacity market auction indicating whether it is scheduled, actively open for bidding, closed, settled with final results, or cancelled.
capacity_management | capacity_market_auction | auction_type |  | STRING |  |  |  | Classification of the capacity auction event indicating whether it is a base residual auction, incremental auction, reconfiguration auction, or transition auction.
capacity_management | capacity_market_auction | capacity_market_auction_id | Capacity Market Auction Identifier | BIGINT |  |  |  | Primary key for capacity_market_auction |  | TRUE
capacity_management | capacity_market_auction | capacity_performance_product_flag |  | BOOLEAN |  |  |  | Indicates whether this auction procured Capacity Performance product with enhanced performance requirements and penalties for non-delivery during emergency conditions.
capacity_management | capacity_market_auction | clearing_price_usd_per_mw_day |  | DECIMAL(18,4) |  |  |  | The market-clearing price established by the auction for capacity obligations, expressed in US dollars per megawatt per day for the delivery year.
capacity_management | capacity_market_auction | created_timestamp |  | TIMESTAMP |  |  |  | Date and time when this capacity market auction record was first created in the system.
capacity_management | capacity_market_auction | delivery_year |  | STRING |  |  |  | The planning year for which capacity obligations are being procured through this auction, typically expressed as a year range (e.g., 2025/2026).
capacity_management | capacity_market_auction | demand_curve_parameters |  | STRING |  |  |  | Key parameters defining the demand curve used in this auction, including slope, intercepts, and reference points that determine price-quantity relationships.
capacity_management | capacity_market_auction | last_modified_timestamp |  | TIMESTAMP |  |  |  | Date and time when this capacity market auction record was most recently updated or modified.
capacity_management | capacity_market_auction | locational_deliverability_area_count |  | INT |  |  |  | Number of distinct Locational Deliverability Areas or capacity zones included in this auction with separate clearing prices.
capacity_management | capacity_market_auction | minimum_offer_price_rule_applied |  | BOOLEAN |  |  |  | Indicates whether the Minimum Offer Price Rule was applied to certain resources in this auction to mitigate potential market power or state-subsidized capacity.
capacity_management | capacity_market_auction | net_cost_of_new_entry_usd_per_mw_day |  | DECIMAL(18,4) |  |  |  | The estimated annual cost per megawatt-day for a new generation resource to recover its fixed costs, used as a reference price in the auction demand curve.
capacity_management | capacity_market_auction | planning_reserve_margin_percent |  | DECIMAL(5,2) |  |  |  | The percentage of installed capacity above forecasted peak demand required to maintain system reliability, as established by the RTO/ISO for this auction.
capacity_management | capacity_market_auction | regulatory_filing_reference |  | STRING |  |  |  | Reference number or identifier for any FERC filings, tariff amendments, or regulatory approvals associated with this capacity auction.
capacity_management | capacity_market_auction | reliability_requirement_mw |  | DECIMAL(18,4) |  |  |  | The total capacity requirement established by the RTO/ISO to meet reliability standards for the delivery year, measured in megawatts.
capacity_management | capacity_market_auction | results_posted_timestamp |  | TIMESTAMP |  |  |  | Date and time when the RTO/ISO officially published the final auction results including clearing prices and awarded capacity quantities.
capacity_management | capacity_market_auction | total_bids_submitted_count |  | INT |  |  |  | Total number of capacity bids submitted by all market participants during this auction event.
capacity_management | capacity_market_auction | total_capacity_procured_mw |  | DECIMAL(18,4) |  |  |  | Total quantity of capacity procured through this auction across all zones and resource types, measured in megawatts.
capacity_management | capacity_market_auction | total_cleared_bids_count |  | INT |  |  |  | Total number of capacity bids that cleared and were awarded capacity obligations in this auction.
capacity_management | capacity_market_auction | variable_resource_requirement_curve_applied |  | BOOLEAN |  |  |  | Indicates whether a Variable Resource Requirement curve was applied in this auction to establish the demand curve and clearing price mechanism.
capacity_management | capacity_obligation | capacity_resource_id | Generation Resource ID | BIGINT |  |  | generation.capacity_resource.capacity_resource_id | Reference to the generation or demand response resource registered to fulfill this capacity obligation. Links to the asset or resource master record in the Asset Management domain. | NERC Glossary of Terms; FERC Market-Based Rate Authority
capacity_management | capacity_obligation | capex_project_id | Capex Project Id (Foreign Key) | BIGINT |  |  | finance.capex_project.capex_project_id | Foreign key linking to finance.capex_project. Business justification: Capacity obligations often trigger capital investment decisions (generation upgrades, new builds, demand response infrastructure) to meet committed MW. Links obligation to the capital project for cost | Internal - LLM Generated Cross-Domain Link
capacity_management | capacity_obligation | master_id | Asset Master Id (Foreign Key) | BIGINT |  |  | asset.master.master_id | Foreign key linking to asset.asset_master. Business justification: Capacity obligations must link to committed physical asset to validate installed capacity matches market commitment, track mandatory performance testing requirements, coordinate maintenance outages wi | Internal - LLM Generated Cross-Domain Link
capacity_management | capacity_obligation | ppa_contract_id | Power Purchase Agreement (PPA) ID | BIGINT |  |  | market.ppa_contract.ppa_contract_id | Reference to the Power Purchase Agreement (PPA) contract under which this capacity obligation is fulfilled, if applicable. Links to the PPA contract master record. Null for obligations fulfilled by utility-owned generation assets. | FERC Market-Based Rate Authority; GAAP ASC 842 Lease Accounting
capacity_management | capacity_obligation | procurement_contract_id | Procurement Contract Id (Foreign Key) | BIGINT |  |  | supply.procurement_contract.procurement_contract_id | Foreign key linking to supply.procurement_contract. Business justification: Capacity obligations depend on underlying procurement contracts for fuel supply, equipment maintenance, or tolling agreements that enable capacity delivery. Critical for cost allocation, performance g | Internal - LLM Generated Cross-Domain Link
capacity_management | capacity_obligation | transfer_agreement_id | Capacity Transfer Agreement ID | BIGINT |  |  | market.capacity_transfer_agreement.capacity_transfer_agreement_id | Reference to a bilateral capacity transfer agreement if this obligation has been partially or fully transferred to or from another market participant. Null if no transfer applies. Used for capacity position management and FERC market-based rate compliance. | FERC Market-Based Rate Authority; PJM RPM Tariff; MISO Tariff
capacity_management | capacity_obligation | zone_id | Capacity Zone ID | BIGINT |  |  | market.market_zone.market_zone_id | Reference to the locational deliverability area (LDA), capacity zone, or planning zone within the RTO/ISO footprint where this obligation applies (e.g., PJM MAAC, MISO Zone 7, ISO-NE NEMA). Determines applicable clearing price and performance requirements. | PJM RPM Tariff; MISO Tariff; ISO-NE Tariff
capacity_management | capacity_obligation | auction_clearing_date | Auction Clearing Date | DATE |  |  |  | Date on which the capacity auction cleared and this obligation was established. For bilateral transactions, the date the agreement was executed. Used as the principal business event date for financial recognition and FERC market-based rate reporting. | FERC Market-Based Rate Authority; PJM RPM Tariff; GAAP ASC 606
capacity_management | capacity_obligation | auction_code | Capacity Auction ID | BIGINT |  |  |  | Reference to the capacity market auction event (e.g., PJM Base Residual Auction, MISO Planning Resource Auction, ISO-NE Forward Capacity Auction) from which this obligation was established. Links to the auction master record. | PJM RPM Tariff; MISO Tariff; ISO-NE Tariff |  | TRUE | [AUTO-COERCED-FINAL: LINK target 'market.capacity_market_auction.capacity_market_auction_id' is not a canonical product in this model — keeping as standalone column to avoid soft-accept of an invalid FK. alias=fmfl-final-sanitize] This references the capacity market auction being created above. Capacity obligations are awarded through capacity market auctions — a direct and semantically aligned relationship.
capacity_management | capacity_obligation | auction_type | Capacity Auction Type | STRING |  | base_residual¦incremental¦bilateral¦self_supply¦reliability_must_run |  | Classification of the auction mechanism through which this obligation was established. 'base_residual' is the primary annual auction; 'incremental' covers subsequent adjustment auctions; 'bilateral' covers negotiated capacity transactions; 'self_supply' covers vertically integrated utility self-commitment; 'reliability_must_run' covers RMR designations. | PJM RPM Tariff; MISO Tariff; ISO-NE Tariff; FERC Market-Based Rate Authority
capacity_management | capacity_obligation | capacity_obligation_id | Capacity Obligation ID | BIGINT |  |  |  | Unique surrogate identifier for each capacity market obligation record registered with an RTO/ISO. Primary key for the capacity_obligation data product in the Silver Layer lakehouse. | FERC Market-Based Rate Authority; NERC Resource Adequacy Standards | TRUE
capacity_management | capacity_obligation | capacity_qualification_date | Capacity Qualification Date | DATE |  |  |  | Date on which the RTO/ISO formally qualified this resource to participate in the capacity market for the applicable delivery year. Marks the point at which the resource's UCAP value was certified and the obligation became binding. | PJM RPM Tariff; MISO Tariff; ISO-NE Tariff; FERC Market-Based Rate Authority
capacity_management | capacity_obligation | clearing_price_per_mw_day | Auction Clearing Price ($/MW-Day) | DECIMAL(12,4) | confidential |  |  | The capacity auction clearing price in dollars per Megawatt per day ($/MW-day) at which this obligation was established. Multiplied by committed_mw and the number of days in the delivery year to determine total capacity revenue or cost. Classified confidential as commercially sensitive market pricing data. | FERC Market-Based Rate Authority; PJM RPM Tariff; MISO Tariff; ISO-NE Tariff
capacity_management | capacity_obligation | committed_mw | Committed Capacity Megawatts (MW) | DECIMAL(12,4) |  |  |  | The quantity of capacity in Megawatts (MW) committed under this obligation as cleared in the capacity auction or bilaterally agreed. Represents the principal quantitative fact of the obligation. Used for resource adequacy compliance, FERC reporting, and IRP analysis. | NERC Glossary of Terms; FERC Market-Based Rate Authority; PJM RPM Tariff
capacity_management | capacity_obligation | compliance_status | Capacity Obligation Compliance Status | STRING |  | compliant¦deficient¦under_review¦waived¦exempt |  | Current regulatory compliance status of the capacity obligation relative to RTO/ISO performance requirements and FERC market-based rate authority conditions. 'compliant' indicates all performance obligations are met; 'deficient' indicates a shortfall triggering non-performance charges; 'under_review' indicates an open RTO/ISO investigation; 'waived' indicates an approved force majeure or tariff waiver; 'exempt' indicates a regulatory exemption applies. | FERC Market-Based Rate Authority; PJM Capacity Performance Tariff; NERC Reliability Standards
capacity_management | capacity_obligation | curtailment_event_count | Capacity Curtailment Event Count | INT |  |  |  | Number of RTO/ISO-declared capacity performance events (e.g., PJM Performance Assessment Hours, MISO Emergency Operating Procedures) during which this resource was called upon to perform within the current delivery year. Used for compliance tracking and non-performance charge calculation. | PJM Capacity Performance Tariff; MISO Emergency Operating Procedures; FERC Order 825
capacity_management | capacity_obligation | delivery_year | Capacity Delivery Year | STRING |  | '^[0-9]{4}/[0-9]{4}$ |  | The RTO/ISO-defined delivery year (e.g., '2025/2026') during which the capacity obligation must be fulfilled. Typically spans June 1 through May 31 for PJM; aligns with the planning year used in the auction. Critical for resource adequacy planning and FERC capacity market reporting. | PJM RPM Tariff; MISO Tariff; ISO-NE Tariff; FERC Market-Based Rate Authority
capacity_management | capacity_obligation | eford_rate | Equivalent Forced Outage Rate on Demand (EFORd) | DECIMAL(6,4) |  |  |  | The Equivalent Forced Outage Rate on Demand (EFORd) applied to this resource for the delivery year, expressed as a decimal (e.g., 0.0250 = 2.50%). Used by the RTO/ISO to derate installed capacity to Unforced Capacity (UCAP). Sourced from NERC GADS reporting and RTO/ISO capacity qualification processes. | NERC GADS Reporting; PJM RPM Tariff; MISO Tariff
capacity_management | capacity_obligation | force_majeure_flag | Force Majeure Indicator | BOOLEAN |  |  |  | Indicates whether a force majeure event (True) has been declared for this obligation, potentially relieving the utility of non-performance charges for affected performance events. Triggers a separate RTO/ISO review and waiver process. | PJM RPM Tariff; MISO Tariff; ISO-NE Tariff; FERC Market-Based Rate Authority
capacity_management | capacity_obligation | installed_capacity_mw | Installed Capacity (ICAP) Megawatts (MW) | DECIMAL(12,4) |  |  |  | The nameplate or installed capacity in Megawatts (MW) of the resource registered for this obligation, prior to any derating adjustments. Used as the baseline for UCAP calculations and resource adequacy assessments in MISO and ISO-NE markets. | NERC Generator Inventory; MISO Tariff; ISO-NE Tariff
capacity_management | capacity_obligation | is_demand_response | Demand Response (DR) Capacity Indicator | BOOLEAN |  |  |  | Indicates whether this capacity obligation is fulfilled by a Demand Response (DR) resource (True) rather than a generation asset (False). DR capacity obligations are subject to different performance measurement rules under FERC Order 745 and RTO/ISO DR tariff provisions. | FERC Order 745; PJM RPM DR Provisions; MISO DR Tariff
capacity_management | capacity_obligation | is_self_scheduled | Self-Scheduled Capacity Indicator | BOOLEAN |  |  |  | Indicates whether this capacity obligation was established through a self-schedule (True) rather than through a competitive auction clearing (False). Self-scheduled resources bypass the auction clearing price and are committed at cost-of-service or bilateral rates. Relevant for vertically integrated utilities under state PUC jurisdiction. | FERC Market-Based Rate Authority; State PUC Rate Case Requirements
capacity_management | capacity_obligation | last_performance_test_date | Last Capacity Performance Test Date | DATE |  |  |  | Date of the most recent RTO/ISO-administered or utility-conducted capacity performance test for the resource fulfilling this obligation. Used to verify continued eligibility and compliance with performance threshold requirements. | PJM Capacity Performance Tariff; MISO Tariff; NERC Reliability Standards
capacity_management | capacity_obligation | locational_deliverability_area | Locational Deliverability Area (LDA) | STRING |  |  |  | The name or code of the Locational Deliverability Area (LDA) or sub-zone within the RTO/ISO footprint where this capacity obligation must be physically deliverable. Relevant for constrained zones with higher clearing prices. Used for transmission planning and resource adequacy analysis. | PJM RPM Tariff; FERC Market-Based Rate Authority; NERC Transmission Planning Standards
capacity_management | capacity_obligation | non_performance_charge_amount | Non-Performance Charge Amount (USD) | DECIMAL(18,4) | confidential |  |  | Cumulative non-performance charge amount in US Dollars (USD) assessed against this obligation for the current delivery year due to resource underperformance during capacity performance events. Used for financial exposure tracking, FERC reporting, and collections management. | PJM Capacity Performance Tariff; FERC Order 825; GAAP Revenue Recognition
capacity_management | capacity_obligation | non_performance_charge_rate | Non-Performance Charge Rate ($/MWh) | DECIMAL(12,4) | confidential |  |  | The penalty rate in dollars per Megawatt-hour ($/MWh) applied when the resource fails to perform during a capacity performance event below the performance threshold. Used to calculate potential financial exposure for compliance risk management and FERC reporting. | PJM Capacity Performance Tariff; FERC Order 825; MISO Tariff
capacity_management | capacity_obligation | notes | Capacity Obligation Notes | STRING |  |  |  | Free-text field for operational notes, RTO/ISO correspondence references, regulatory filing cross-references, or other contextual information relevant to this capacity obligation. Not used for structured data.
capacity_management | capacity_obligation | obligation_end_date | Capacity Obligation End Date | DATE |  |  |  | Calendar date on which the capacity obligation period concludes. Typically May 31 of the delivery year for PJM-style markets. Nullable for multi-year obligations with rolling terms. Used for expiry tracking and resource adequacy planning. | PJM RPM Tariff; MISO Tariff; ISO-NE Tariff
capacity_management | capacity_obligation | obligation_number | Capacity Obligation Number | STRING |  |  |  | Externally-known alphanumeric identifier assigned by the RTO/ISO (e.g., PJM RPM obligation ID, MISO Planning Resource Auction ID, ISO-NE FCM commitment reference) that uniquely identifies this obligation in the market operator's system. Used for FERC reporting and RTO/ISO reconciliation. | FERC Order 745; PJM RPM Tariff; MISO Tariff; ISO-NE Tariff
capacity_management | capacity_obligation | obligation_start_date | Capacity Obligation Start Date | DATE |  |  |  | Calendar date on which the capacity obligation period begins and the utility must demonstrate resource availability. Typically June 1 of the delivery year for PJM-style markets. Used for compliance monitoring and IRP scheduling. | PJM RPM Tariff; MISO Tariff; ISO-NE Tariff
capacity_management | capacity_obligation | obligation_status | Capacity Obligation Status | STRING |  | active¦pending¦suspended¦terminated¦expired |  | Current lifecycle status of the capacity obligation. 'active' indicates the obligation is in force during the delivery year; 'pending' indicates awaiting RTO/ISO confirmation; 'suspended' indicates temporarily relieved; 'terminated' indicates early exit; 'expired' indicates the obligation period has concluded. | FERC Market-Based Rate Authority; PJM RPM Tariff
capacity_management | capacity_obligation | obligation_type | Capacity Obligation Type | STRING |  | capacity_supply¦demand_response¦energy_efficiency¦import¦export |  | Classification of the capacity obligation by resource category. 'capacity_supply' covers generation assets; 'demand_response' covers DR programs; 'energy_efficiency' covers EE resources; 'import'/'export' cover inter-regional capacity transactions. Drives applicable performance standards and penalty calculations. | FERC Order 745; NERC Resource Adequacy Standards; PJM RPM Tariff
capacity_management | capacity_obligation | performance_test_result_mw | Capacity Performance Test Result (MW) | DECIMAL(12,4) |  |  |  | The demonstrated output in Megawatts (MW) achieved during the most recent capacity performance test. Compared against committed_mw to assess compliance with the obligation and determine if non-performance charges apply. | PJM Capacity Performance Tariff; MISO Tariff; NERC Reliability Standards
capacity_management | capacity_obligation | performance_threshold_pct | Performance Threshold Percentage (%) | DECIMAL(6,4) |  |  |  | The minimum performance ratio (expressed as a decimal percentage, e.g., 0.9750 = 97.50%) that the resource must achieve during capacity performance events to avoid Non-Performance Charges. Defined by the RTO/ISO tariff for the applicable delivery year and resource type. | PJM Capacity Performance Tariff; MISO Tariff; ISO-NE FCM Tariff; FERC Order 825
capacity_management | capacity_obligation | planning_reserve_margin_pct | Planning Reserve Margin Percentage (%) | DECIMAL(6,4) |  |  |  | The RTO/ISO-mandated planning reserve margin (expressed as a decimal percentage, e.g., 0.1650 = 16.50%) applicable to this obligation's delivery year and zone. Used to verify that the utility's total capacity portfolio meets resource adequacy requirements for IRP and regulatory filings. | NERC Resource Adequacy Standards; FERC Market-Based Rate Authority; State PUC IRP Requirements
capacity_management | capacity_obligation | rec_eligible | Renewable Energy Certificate (REC) Eligible Indicator | BOOLEAN |  |  |  | Indicates whether the resource fulfilling this capacity obligation is eligible to generate Renewable Energy Certificates (RECs) under the applicable state Renewable Portfolio Standard (RPS). Used for RPS compliance tracking and green energy procurement reporting. | State RPS Requirements; EPA Renewable Energy Programs; DOE REC Tracking Systems
capacity_management | capacity_obligation | record_created_timestamp | Record Created Timestamp | TIMESTAMP |  |  |  | Timestamp when this capacity obligation record was first captured in the Silver Layer lakehouse. Follows ISO 8601 format (yyyy-MM-ddTHH:mm:ss.SSSXXX). Used for audit trail and data lineage purposes. | SOX Internal Controls; Enterprise Data Governance Policy
capacity_management | capacity_obligation | record_updated_timestamp | Record Updated Timestamp | TIMESTAMP |  |  |  | Timestamp when this capacity obligation record was most recently modified in the Silver Layer lakehouse. Follows ISO 8601 format (yyyy-MM-ddTHH:mm:ss.SSSXXX). Used for change tracking, incremental ETL processing, and audit compliance. | SOX Internal Controls; Enterprise Data Governance Policy
capacity_management | capacity_obligation | resource_type | Capacity Resource Type | STRING |  |  |  | Technology classification of the resource fulfilling the capacity obligation. Used for resource adequacy portfolio analysis, RPS compliance tracking, and IRP reporting. Aligns with NERC Generator Inventory and FERC Form 1 resource classifications. [ENUM-REF-CANDIDATE: thermal¦nuclear¦hydro¦wind¦solar¦storage¦demand_response¦other — 8 candidates stripped; promote to reference product] | NERC Generator Inventory; FERC Form 1; IRP Resource Adequacy Analysis
capacity_management | capacity_obligation | rto_iso_code | Regional Transmission Organization / Independent System Operator (RTO/ISO) Code | STRING |  |  |  | Code identifying the Regional Transmission Organization or Independent System Operator (RTO/ISO) with which this capacity obligation is registered. Determines the applicable tariff, auction rules, and compliance framework. [ENUM-REF-CANDIDATE: PJM¦MISO¦ISO-NE¦NYISO¦CAISO¦SPP¦ERCOT — 7 candidates stripped; promote to reference product] | FERC Order 2000; NERC Reliability Standards
capacity_management | capacity_obligation | source_system_code | Source System Code | STRING |  | ABB_EMS¦GE_EMS¦MANUAL¦RTO_PORTAL¦SAP_ERP |  | Code identifying the operational system of record from which this capacity obligation record was sourced (e.g., ABB or GE Energy Management System, RTO/ISO market portal, SAP S/4HANA, or manual entry). Used for data lineage tracking in the Silver Layer lakehouse. | Enterprise Data Governance Policy; Databricks Lakehouse Data Lineage Standards
capacity_management | capacity_obligation | total_capacity_revenue | Total Capacity Revenue (USD) | DECIMAL(18,4) | confidential |  |  | Total expected capacity revenue in US Dollars (USD) for the full obligation period, calculated as clearing_price_per_mw_day × committed_mw × obligation days. Stored as a pre-computed contract value for financial planning, EBITDA forecasting, and FERC market-based rate filings. Classified confidential as commercially sensitive financial data. | FERC Market-Based Rate Authority; GAAP ASC 606 Revenue Recognition
capacity_management | capacity_obligation | unforced_capacity_mw | Unforced Capacity (UCAP) Megawatts (MW) | DECIMAL(12,4) |  |  |  | The Unforced Capacity (UCAP) value in Megawatts (MW) after applying the Equivalent Forced Outage Rate (EFORd) derating factor to the installed capacity. UCAP is the RTO/ISO-recognized capacity credit used for compliance verification and auction clearing. Distinct from committed_mw which reflects the cleared auction quantity. | PJM RPM Tariff; NERC EFORd Methodology; FERC Market-Based Rate Authority
capacity_management | capacity_transfer_agreement | amended_capacity_transfer_agreement_id |  | BIGINT | self_ref_fk |  | market.capacity_transfer_agreement.capacity_transfer_agreement_id | Self-referencing FK on capacity_transfer_agreement (amended_capacity_transfer_agreement_id)
capacity_management | capacity_transfer_agreement | resource_id |  | BIGINT |  |  | generation.capacity_resource.capacity_resource_id | Identifier of the specific generation or demand response resource associated with the transferred capacity.
capacity_management | capacity_transfer_agreement | rto_iso_id |  | BIGINT |  |  | market.rto_iso.rto_iso_id | Identifier of the RTO or ISO market where the capacity transfer is registered and settled.
capacity_management | capacity_transfer_agreement | transferee_party_wholesale_counterparty_id |  | BIGINT |  |  | market.wholesale_counterparty.wholesale_counterparty_id | Identifier of the party receiving capacity rights under this agreement.
capacity_management | capacity_transfer_agreement | wholesale_counterparty_id |  | BIGINT |  |  | market.wholesale_counterparty.wholesale_counterparty_id | Identifier of the party transferring capacity rights under this agreement.
capacity_management | capacity_transfer_agreement | agreement_number |  | STRING |  |  |  | Externally-known unique business identifier for the capacity transfer agreement used in regulatory filings and market communications.
capacity_management | capacity_transfer_agreement | agreement_type |  | STRING |  |  |  | Classification of the capacity transfer agreement based on transmission service type and priority.
capacity_management | capacity_transfer_agreement | auction_clearing_period |  | STRING |  |  |  | Capacity auction delivery year or period for which this transfer applies.
capacity_management | capacity_transfer_agreement | auto_renewal_flag |  | BOOLEAN |  |  |  | Indicates whether the agreement automatically renews for subsequent delivery periods unless terminated.
capacity_management | capacity_transfer_agreement | bilateral_flag |  | BOOLEAN |  |  |  | Indicates whether this is a bilateral capacity transfer outside of centralized auction mechanisms.
capacity_management | capacity_transfer_agreement | capacity_amount_mw |  | DECIMAL(12,3) |  |  |  | Total capacity amount being transferred under this agreement measured in megawatts.
capacity_management | capacity_transfer_agreement | capacity_transfer_agreement_id | Capacity Transfer Agreement Identifier | BIGINT |  |  |  | Primary key for capacity_transfer_agreement |  | TRUE
capacity_management | capacity_transfer_agreement | capacity_zone |  | STRING |  |  |  | Geographic capacity zone or locational deliverability area where the transferred capacity is located.
capacity_management | capacity_transfer_agreement | contract_document_reference |  | STRING |  |  |  | Reference identifier or file path to the executed legal contract document for this agreement.
capacity_management | capacity_transfer_agreement | created_by_user |  | STRING |  |  |  | Username or identifier of the user who created this capacity transfer agreement record.
capacity_management | capacity_transfer_agreement | created_timestamp |  | TIMESTAMP |  |  |  | Timestamp when this capacity transfer agreement record was first created in the system.
capacity_management | capacity_transfer_agreement | credit_requirement_amount |  | DECIMAL(15,2) | confidential |  |  | Financial security or credit support amount required from the transferee to support this agreement.
capacity_management | capacity_transfer_agreement | currency_code |  | STRING |  |  |  | Three-letter ISO 4217 currency code for all monetary amounts in this agreement. Typically USD for US utility markets.
capacity_management | capacity_transfer_agreement | delivery_period |  | STRING |  |  |  | Time granularity for capacity delivery obligations under this agreement.
capacity_management | capacity_transfer_agreement | effective_end_date |  | DATE |  |  |  | Date when the capacity transfer agreement expires or terminates. Nullable for open-ended agreements.
capacity_management | capacity_transfer_agreement | effective_start_date |  | DATE |  |  |  | Date when the capacity transfer agreement becomes binding and capacity transfer obligations begin.
capacity_management | capacity_transfer_agreement | force_majeure_clause |  | STRING |  |  |  | Text description of force majeure provisions that excuse performance under extraordinary circumstances.
capacity_management | capacity_transfer_agreement | last_modified_by_user |  | STRING |  |  |  | Username or identifier of the user who last modified this capacity transfer agreement record.
capacity_management | capacity_transfer_agreement | last_modified_timestamp |  | TIMESTAMP |  |  |  | Timestamp when this capacity transfer agreement record was last updated.
capacity_management | capacity_transfer_agreement | notes |  | STRING |  |  |  | Free-text field for additional comments, special conditions, or operational notes about this capacity transfer agreement.
capacity_management | capacity_transfer_agreement | obligation_type |  | STRING |  |  |  | Type of capacity obligation being transferred (UCAP, ICAP, or planning reserve).
capacity_management | capacity_transfer_agreement | payment_frequency |  | STRING |  |  |  | Frequency at which capacity transfer payments are due under this agreement.
capacity_management | capacity_transfer_agreement | performance_obligation_flag |  | BOOLEAN |  |  |  | Indicates whether the transferee assumes performance obligations and potential penalties under capacity performance rules.
capacity_management | capacity_transfer_agreement | point_of_delivery |  | STRING |  |  |  | Transmission system location where capacity is delivered for point-to-point transfers.
capacity_management | capacity_transfer_agreement | point_of_receipt |  | STRING |  |  |  | Transmission system location where capacity is received for point-to-point transfers.
capacity_management | capacity_transfer_agreement | regulatory_approval_date |  | DATE |  |  |  | Date when regulatory approval was granted for this capacity transfer agreement.
capacity_management | capacity_transfer_agreement | regulatory_approval_required_flag |  | BOOLEAN |  |  |  | Indicates whether this agreement requires FERC or state regulatory commission approval before becoming effective.
capacity_management | capacity_transfer_agreement | settlement_account_number |  | STRING | confidential |  |  | RTO/ISO settlement account number used for capacity transfer payment settlements.
capacity_management | capacity_transfer_agreement | status |  | STRING |  |  |  | Current lifecycle status of the capacity transfer agreement.
capacity_management | capacity_transfer_agreement | termination_notice_days |  | INT |  |  |  | Number of days advance notice required for early termination of the agreement.
capacity_management | capacity_transfer_agreement | transfer_price_per_mw |  | DECIMAL(15,2) | confidential |  |  | Negotiated price per megawatt for the capacity transfer. Business-confidential contract term.
capacity_management | capacity_transfer_agreement | transmission_path |  | STRING |  |  |  | Description of the transmission path or interface for point-to-point capacity transfers.
capacity_management | demand_response_program | parent_demand_response_program_id |  | BIGINT | self_ref_fk |  | market.demand_response_program.demand_response_program_id | Self-referencing FK on demand_response_program (parent_demand_response_program_id)
capacity_management | demand_response_program | rto_iso_id |  | BIGINT | internal |  | market.rto_iso.rto_iso_id | FK to market.rto_iso
capacity_management | demand_response_program | aggregation_allowed_flag |  | BOOLEAN |  |  |  | Indicates whether multiple customer sites can be aggregated to meet the minimum participation threshold.
capacity_management | demand_response_program | baseline_methodology |  | STRING |  |  |  | The calculation method used to establish the customer baseline load (CBL) against which demand reductions are measured.
capacity_management | demand_response_program | capacity_commitment_mw |  | DECIMAL(12,3) |  |  |  | The total committed demand reduction capacity in megawatts that this program is obligated to deliver to the market.
capacity_management | demand_response_program | capacity_payment_rate_per_mw |  | DECIMAL(12,2) | confidential |  |  | The fixed payment rate per megawatt of committed capacity, typically paid monthly or annually regardless of dispatch.
capacity_management | demand_response_program | created_timestamp |  | TIMESTAMP |  |  |  | The date and time when this demand response program record was first created in the system.
capacity_management | demand_response_program | demand_response_program_id | Demand Response Program Identifier | BIGINT |  |  |  | Primary key for demand_response_program |  | TRUE
capacity_management | demand_response_program | dispatch_instructions_url |  | STRING |  |  |  | Web link to the operational dispatch instructions and participant guidelines for this program.
capacity_management | demand_response_program | effective_end_date |  | DATE |  |  |  | The date on which the demand response program is scheduled to terminate or was terminated. Null for open-ended programs.
capacity_management | demand_response_program | effective_start_date |  | DATE |  |  |  | The date on which the demand response program became or will become active and eligible for market participation.
capacity_management | demand_response_program | eligible_customer_classes |  | STRING |  |  |  | Comma-separated list of customer rate classes eligible to participate in this demand response program (e.g., commercial, industrial, residential).
capacity_management | demand_response_program | energy_payment_rate_per_mwh |  | DECIMAL(12,2) | confidential |  |  | The variable payment rate per megawatt-hour of actual demand reduction delivered during dispatch events.
capacity_management | demand_response_program | enrollment_end_date |  | DATE |  |  |  | The date when customer enrollment for this demand response program closes.
capacity_management | demand_response_program | enrollment_start_date |  | DATE |  |  |  | The date when customer enrollment for this demand response program opens.
capacity_management | demand_response_program | incentive_payment_type |  | STRING |  |  |  | The structure of financial compensation provided to participants for their demand reduction commitment and performance.
capacity_management | demand_response_program | last_modified_timestamp |  | TIMESTAMP |  |  |  | The date and time when this demand response program record was most recently updated.
capacity_management | demand_response_program | market_type |  | STRING |  |  |  | The wholesale energy market in which this demand response program participates.
capacity_management | demand_response_program | maximum_event_duration_minutes |  | INT |  |  |  | The maximum duration in minutes that a demand response event can last under this program.
capacity_management | demand_response_program | maximum_event_hours_per_year |  | INT |  |  |  | The maximum cumulative hours of demand response events allowed per calendar year under this program.
capacity_management | demand_response_program | maximum_events_per_year |  | INT |  |  |  | The maximum number of demand response dispatch events allowed per calendar year under this program.
capacity_management | demand_response_program | maximum_load_reduction_mw |  | DECIMAL(12,3) |  |  |  | The maximum demand reduction in megawatts that this program can deliver during a dispatch event.
capacity_management | demand_response_program | minimum_enrollment_kw |  | DECIMAL(10,3) |  |  |  | The minimum demand reduction capacity in kilowatts required for a customer to enroll in this program.
capacity_management | demand_response_program | minimum_event_duration_minutes |  | INT |  |  |  | The minimum duration in minutes that a demand response event must last once dispatched.
capacity_management | demand_response_program | minimum_load_reduction_mw |  | DECIMAL(12,3) |  |  |  | The minimum demand reduction in megawatts required for a dispatch event under this program.
capacity_management | demand_response_program | notification_lead_time_minutes |  | INT |  |  |  | The minimum advance notice time in minutes required before a demand response event can be dispatched.
capacity_management | demand_response_program | penalty_rate_per_mw |  | DECIMAL(12,2) | confidential |  |  | The financial penalty assessed per megawatt of committed capacity not delivered during a dispatch event.
capacity_management | demand_response_program | program_administrator |  | STRING |  |  |  | The name of the internal department or external curtailment service provider (CSP) responsible for administering this program.
capacity_management | demand_response_program | program_code |  | STRING |  |  |  | Short alphanumeric code used to identify the program in market systems and internal operations.
capacity_management | demand_response_program | program_description |  | STRING |  |  |  | Detailed narrative description of the program objectives, operational characteristics, and participant obligations.
capacity_management | demand_response_program | program_name |  | STRING |  |  |  | Official name of the demand response program as registered with the RTO/ISO or utility tariff.
capacity_management | demand_response_program | program_status |  | STRING |  |  |  | Current lifecycle status of the demand response program indicating its operational availability.
capacity_management | demand_response_program | program_type |  | STRING |  |  |  | Classification of the demand response program based on its operational purpose and market participation model.
capacity_management | demand_response_program | regulatory_approval_docket |  | STRING |  |  |  | The public utility commission or FERC docket number under which this demand response program was approved.
capacity_management | demand_response_program | settlement_interval_minutes |  | INT |  |  |  | The time interval in minutes used for measuring and settling demand response performance.
capacity_management | demand_response_program | telemetry_required_flag |  | BOOLEAN |  |  |  | Indicates whether real-time telemetry and interval metering data submission to the RTO/ISO is required for program participation.
capacity_management | rec_inventory | compliance_obligation_id | Compliance Obligation Id (Foreign Key) | BIGINT |  |  | regulatory.compliance_obligation.compliance_obligation_id | Foreign key linking to regulatory.compliance_obligation. Business justification: REC inventory demonstrates compliance with renewable portfolio standards. Links banked renewable energy certificates to RPS obligations for compliance verification and shortfall avoidance. | Internal - LLM Generated Cross-Domain Link
capacity_management | rec_inventory | generating_unit_id | Generating Unit ID | BIGINT |  |  | generation.generating_unit.generating_unit_id | Reference to the generating unit or facility that produced the energy underlying these RECs. Links to the asset management generating unit master record for capacity, fuel type, and location details. | FERC Form 1; NERC Generating Unit Registry; EIA Form 860
capacity_management | rec_inventory | irp_submission_id | Irp Submission Id (Foreign Key) | BIGINT |  |  | regulatory.irp_submission.irp_submission_id | Foreign key linking to regulatory.irp_submission. Business justification: REC inventory demonstrates renewable portfolio compliance in integrated resource plan filings. Links renewable energy certificates to IRP submissions for RPS compliance reporting and planning verifica | Internal - LLM Generated Cross-Domain Link
capacity_management | rec_inventory | master_id | Asset Master Id (Foreign Key) | BIGINT |  |  | asset.master.master_id | Foreign key linking to asset.asset_master. Business justification: REC inventory must link to generating asset for eligibility verification against state RPS programs, vintage validation from asset in-service date, fuel type confirmation, capacity verification, and a | Internal - LLM Generated Cross-Domain Link
capacity_management | rec_inventory | ppa_contract_id | Power Purchase Agreement (PPA) Contract ID | BIGINT |  |  | market.ppa_contract.ppa_contract_id | Reference to the Power Purchase Agreement (PPA) contract under which these RECs were procured, if applicable. Links to the PPA contract master record for counterparty, pricing, and term details. Null for self-generated RECs or spot market purchases. | FERC Market-Based Rate Authority; State PUC PPA Approval Orders; IRP Resource Adequacy Standards
capacity_management | rec_inventory | rps_program_id | Renewable Portfolio Standard (RPS) Program ID | BIGINT |  |  | regulatory.rps_program.rps_program_id | Reference to the state Renewable Portfolio Standard (RPS) compliance program with which this REC inventory position is associated. Null if the RECs are held for voluntary renewable procurement rather than mandatory compliance. | State PUC RPS Tariff Filings; DOE RPS Program Registry
capacity_management | rec_inventory | acquisition_date | REC Acquisition Date | DATE |  |  |  | The date on which these RECs were acquired by the Utility Company, whether through self-generation, PPA delivery, or market purchase. Used for vintage tracking, compliance period assignment, and financial accounting. | WREGIS Operating Rules; State PUC RPS Compliance Reporting; GAAP ASC 350
capacity_management | rec_inventory | capacity_mw | Generating Unit Nameplate Capacity (MW) | DECIMAL(12,3) |  |  |  | The nameplate generating capacity of the renewable generating unit in Megawatts (MW). Used to verify REC issuance volumes against expected generation output and for IRP resource adequacy analysis. | EIA Form 860; FERC Form 1; NERC Generating Unit Registry
capacity_management | rec_inventory | compliance_period_year | RPS Compliance Period Year | INT |  |  |  | The regulatory compliance period year (typically a calendar year) to which these RECs are applied for state RPS obligation fulfillment. A single REC inventory position may be designated to a compliance period that differs from its vintage year depending on state banking and carry-forward rules. | State PUC RPS Compliance Rules; NARUC RPS Tracking Standards
capacity_management | rec_inventory | cost_per_rec | Cost Per REC (USD) | DECIMAL(18,6) | confidential |  |  | The unit acquisition cost per REC in U.S. dollars at the time of purchase or contract execution. Used for financial accounting, IRP cost analysis, and rate case cost recovery filings. Confidential as it reflects contract pricing strategy. | GAAP ASC 350; FERC Market-Based Rate Authority; State PUC Rate Case Cost Recovery Rules
capacity_management | rec_inventory | counterparty_name | REC Counterparty Name | STRING | confidential |  |  | The name of the counterparty from whom these RECs were purchased or to whom they were transferred. Applicable for market purchases and bilateral transfers. Confidential as it reveals commercial relationships and contract counterparties. | FERC Market-Based Rate Authority; State PUC RPS Compliance Reporting; GAAP ASC 850 Related Party Disclosures
capacity_management | rec_inventory | created_timestamp | Record Created Timestamp | TIMESTAMP |  |  |  | The timestamp when this REC inventory record was first created in the Utility Company data platform. Follows ISO 8601 format (yyyy-MM-ddTHH:mm:ss.SSSXXX). Used for audit trail and data lineage tracking. | SOX Section 302; FERC Record Retention Requirements; GAAP Audit Trail Standards
capacity_management | rec_inventory | eligibility_state | RPS Eligibility State | STRING |  | '^[A-Z]{2}$ |  | The two-letter U.S. state postal abbreviation for the state RPS compliance program for which these RECs have been certified as eligible. May differ from state_of_issuance when a generator is certified for out-of-state RPS programs. Null if RECs are held for voluntary procurement only. | State PUC RPS Eligibility Rules; NARUC RPS Tracking Standards; DOE RPS Program Registry
capacity_management | rec_inventory | expiration_date | REC Expiration Date | DATE |  |  |  | The date on which these RECs expire and are no longer eligible for use in RPS compliance or voluntary procurement claims. Expiration rules vary by state and registry; many states impose a 2–5 year expiration window from the vintage year. | State PUC RPS Rules; WREGIS Operating Rules; NEPOOL GIS Protocols
capacity_management | rec_inventory | fuel_type | Renewable Fuel Type | STRING |  | solar¦wind¦hydro¦biomass¦geothermal¦landfill_gas |  | The renewable energy fuel or technology type of the generating unit that produced the energy underlying these RECs. Determines eligibility for specific state RPS tiers and voluntary green power programs. [ENUM-REF-CANDIDATE: solar¦wind¦hydro¦biomass¦geothermal¦landfill_gas¦ocean¦municipal_solid_waste — promote to reference product if additional fuel types are required] | EIA Form 860 Fuel Type Codes; State PUC RPS Eligibility Rules; WREGIS Fuel Type Classification
capacity_management | rec_inventory | generation_facility_name | Generation Facility Name | STRING |  |  |  | The human-readable name of the renewable energy generating facility or plant that produced the electricity underlying these RECs. Used for reporting, audit, and stakeholder communication purposes. | EIA Form 860; FERC Form 1; WREGIS Generator Registration
capacity_management | rec_inventory | is_banked | REC Banking Indicator | BOOLEAN |  |  |  | Indicates whether these RECs are being held (banked) for use in a future compliance period beyond the current year (True) or are designated for the current compliance period (False). Banking eligibility and duration limits vary by state RPS program. | State PUC RPS Banking Rules; NARUC RPS Tracking Standards
capacity_management | rec_inventory | is_self_generated | Self-Generated REC Indicator | BOOLEAN |  |  |  | Indicates whether these RECs were generated by a generating unit owned or operated by the Utility Company (True) or procured from a third-party generator or market (False). Distinguishes owned renewable generation from purchased RECs for IRP and RPS compliance reporting. | State PUC RPS Self-Generation Rules; FERC Market-Based Rate Authority; IRP Resource Adequacy Standards
capacity_management | rec_inventory | market_price_per_rec | Market Price Per REC (USD) | DECIMAL(18,6) | confidential |  |  | The current or most recently observed market price per REC in U.S. dollars for the applicable fuel type, vintage, and state. Used for mark-to-market valuation, IRP resource adequacy analysis, and voluntary procurement benchmarking. Confidential as it reflects market position. | FERC Market-Based Rate Authority; State PUC IRP Filing Requirements; GAAP ASC 820 Fair Value Measurement
capacity_management | rec_inventory | nerc_region | North American Electric Reliability Corporation (NERC) Region | STRING |  |  |  | The NERC reliability region in which the generating facility is located. Used to determine registry jurisdiction and RPS eligibility for cross-regional REC transactions. [ENUM-REF-CANDIDATE: WECC¦SERC¦RFC¦MRO¦NPCC¦TRE¦FRCC — 7 candidates stripped; promote to reference product] | NERC Regional Entity Boundaries; FERC Order 693; State PUC RPS Geographic Eligibility Rules
capacity_management | rec_inventory | notes | REC Inventory Notes | STRING |  |  |  | Free-text field for operational notes, compliance annotations, or special handling instructions associated with this REC inventory position. Used by energy market analysts and compliance staff to document exceptions, pending actions, or regulatory correspondence. | Internal Energy Market Operations Procedures
capacity_management | rec_inventory | procurement_type | REC Procurement Type | STRING |  | compliance¦voluntary¦both |  | Indicates whether these RECs are held for mandatory state RPS compliance obligations, voluntary renewable procurement commitments (e.g., green tariff programs, corporate renewable PPAs), or both purposes. | State PUC RPS Rules; EPA Green Power Partnership; DOE Voluntary Green Power Procurement Guidelines
capacity_management | rec_inventory | quantity_mwh | REC Quantity (MWh) | DECIMAL(18,6) |  |  |  | The number of Renewable Energy Certificates (RECs) in this inventory position, expressed in Megawatt-Hours (MWh). One REC represents one MWh of electricity generated from a qualifying renewable resource. This is the principal quantitative fact for the inventory record. | WREGIS Operating Rules; EPA Green Power Partnership; State PUC RPS Rules; EIA Renewable Energy Reporting
capacity_management | rec_inventory | rec_inventory_id | Renewable Energy Certificate (REC) Inventory ID | BIGINT |  |  |  | Unique surrogate identifier for each REC inventory position record in the Utility Company wholesale energy market data product. Serves as the primary key for the silver-layer lakehouse table. | WREGIS Operating Rules; PJM-GATS Operating Agreement; NEPOOL GIS Protocols | TRUE
capacity_management | rec_inventory | rec_serial_number | Renewable Energy Certificate (REC) Serial Number | STRING |  |  |  | Externally assigned unique serial number or certificate identifier issued by the registry (WREGIS, NEPOOL GIS, or PJM-GATS) for this REC lot. Used for tracking, transfer, and retirement transactions within the registry system. Format varies by registry. | WREGIS Operating Rules Section 5; PJM-GATS Certificate Numbering Standard; NEPOOL GIS Protocols
capacity_management | rec_inventory | rec_source | REC Source | STRING |  | owned_generation¦ppa¦spot_market¦bilateral_trade¦green_tariff_program |  | The procurement channel or source through which these RECs were obtained. 'owned_generation' for RECs from Utility Company-owned renewable assets; 'ppa' for RECs delivered under a Power Purchase Agreement; 'spot_market' for RECs purchased on the open market; 'bilateral_trade' for negotiated bilateral transfers; 'green_tariff_program' for RECs associated with a utility green tariff offering. | FERC Market-Based Rate Authority; State PUC RPS Procurement Rules; IRP Resource Adequacy Standards
capacity_management | rec_inventory | rec_status | Renewable Energy Certificate (REC) Status | STRING |  | available¦retired¦transferred¦reserved¦pending¦cancelled |  | Current lifecycle status of the REC inventory position. 'available' indicates RECs are unencumbered and eligible for use; 'retired' indicates RECs have been permanently surrendered for compliance or voluntary claim; 'transferred' indicates RECs have been sold or conveyed to another party; 'reserved' indicates RECs are earmarked for a specific compliance obligation or transaction; 'pending' indicates a registry transaction is in process; 'cancelled' indicates RECs have been invalidated. | WREGIS Operating Rules; NEPOOL GIS Protocols; PJM-GATS Operating Agreement; State PUC RPS Rules
capacity_management | rec_inventory | registry_platform | REC Registry Platform | STRING |  | WREGIS¦NEPOOL_GIS¦PJM_GATS¦NAR¦M_RETS¦NC_RETS |  | The renewable energy certificate tracking registry platform in which this inventory position is recorded. WREGIS (Western Renewable Energy Generation Information System) serves the Western Interconnection; NEPOOL GIS serves New England; PJM-GATS serves the PJM footprint; NAR (North American Renewables Registry), M-RETS (Midwest Renewable Energy Tracking System), and NC-RETS (North Carolina Renewable Energy Tracking System) serve other regions. | WREGIS Operating Rules; NEPOOL GIS Protocols; PJM-GATS Operating Agreement; FERC Market-Based Rate Authority
capacity_management | rec_inventory | registry_transaction_code | Registry Transaction ID | STRING |  |  |  | The transaction identifier assigned by the registry platform (WREGIS, NEPOOL GIS, PJM-GATS) for the most recent registry action (issuance, transfer, retirement, or cancellation) affecting this inventory position. Used for registry audit trail and reconciliation. | WREGIS Operating Rules; NEPOOL GIS Protocols; PJM-GATS Operating Agreement |  | TRUE | This is a transaction ID from an external REC registry (e.g., GATS, WREGIS, M-RETS). These are external tracking systems, and this column stores the registry's transaction reference for cross-referencing.
capacity_management | rec_inventory | retirement_date | REC Retirement Date | DATE |  |  |  | The date on which these RECs were permanently retired in the registry for compliance or voluntary claim purposes. Populated only when rec_status is 'retired'. Retirement is an irreversible registry action that prevents double-counting. | WREGIS Operating Rules; NEPOOL GIS Protocols; PJM-GATS Operating Agreement; State PUC RPS Compliance Rules
capacity_management | rec_inventory | retirement_purpose | REC Retirement Purpose | STRING |  | rps_compliance¦voluntary_claim¦green_tariff¦net_energy_metering¦other |  | The stated purpose for which these RECs were retired in the registry. 'rps_compliance' for mandatory state RPS obligation fulfillment; 'voluntary_claim' for voluntary renewable energy claims; 'green_tariff' for utility green tariff program customers; 'net_energy_metering' for NEM program accounting; 'other' for miscellaneous retirement purposes. Null if rec_status is not 'retired'. | State PUC RPS Compliance Rules; EPA Green Power Partnership; FERC NEM Tariff Rules; NARUC RPS Tracking Standards
capacity_management | rec_inventory | rps_tier | Renewable Portfolio Standard (RPS) Tier | STRING |  | tier_1¦tier_2¦tier_3¦alternative_compliance¦not_applicable |  | The RPS compliance tier classification for these RECs under the applicable state RPS program. Many states have tiered RPS structures that prioritize newer or specific technology types (e.g., Tier 1 for new in-state solar/wind, Tier 2 for older or out-of-state resources). 'not_applicable' for voluntary procurement RECs. | State PUC RPS Tariff Filings; NARUC RPS Tracking Standards
capacity_management | rec_inventory | state_of_issuance | State of Issuance | STRING |  | '^[A-Z]{2}$ |  | The two-letter U.S. state postal abbreviation for the state in which the generating unit is located and where the RECs were issued. State of issuance determines eligibility for specific state RPS compliance programs, as most states require RECs to originate from generators within defined geographic boundaries or interconnection regions. | State PUC RPS Eligibility Rules; WREGIS Operating Rules; NEPOOL GIS Protocols; NARUC RPS Tracking Standards
capacity_management | rec_inventory | technology_class | Renewable Technology Class | STRING |  |  |  | The specific renewable energy technology classification of the generating unit, providing sub-category detail within the fuel_type. Used for RPS tier eligibility determination and voluntary procurement product differentiation. [ENUM-REF-CANDIDATE: photovoltaic¦concentrated_solar¦onshore_wind¦offshore_wind¦run_of_river¦pumped_storage¦anaerobic_digestion¦dedicated_biomass¦landfill_gas_engine¦geothermal_flash¦geothermal_binary — promote to reference product] | EIA Form 860 Technology Codes; State PUC RPS Technology Eligibility Rules; WREGIS Generator Registration
capacity_management | rec_inventory | total_cost | Total REC Acquisition Cost (USD) | DECIMAL(18,2) | confidential |  |  | The total acquisition cost for this REC inventory position in U.S. dollars, calculated as quantity_mwh multiplied by cost_per_rec at time of acquisition. Stored as a raw financial fact for accounting and rate case purposes. Confidential as it reflects contract pricing. | GAAP ASC 350; FERC Form 1; State PUC Rate Case Cost Recovery Rules; SOX Section 302
capacity_management | rec_inventory | transfer_date | REC Transfer Date | DATE |  |  |  | The date on which these RECs were transferred to another registry account or counterparty. Populated only when rec_status is 'transferred'. Used for chain-of-custody tracking and audit. | WREGIS Operating Rules; NEPOOL GIS Protocols; PJM-GATS Operating Agreement
capacity_management | rec_inventory | updated_timestamp | Record Updated Timestamp | TIMESTAMP |  |  |  | The timestamp when this REC inventory record was most recently modified in the Utility Company data platform. Follows ISO 8601 format (yyyy-MM-ddTHH:mm:ss.SSSXXX). Used for change tracking, data reconciliation, and audit purposes. | SOX Section 302; FERC Record Retention Requirements; GAAP Audit Trail Standards
capacity_management | rec_inventory | vintage_month | REC Vintage Month | INT |  |  |  | The calendar month (1–12) within the vintage year in which the electricity underlying these RECs was generated. Provides sub-annual granularity for seasonal generation tracking and registry reconciliation. | WREGIS Operating Rules; NEPOOL GIS Protocols; PJM-GATS Operating Agreement
capacity_management | rec_inventory | vintage_year | REC Vintage Year | INT |  |  |  | The calendar year in which the electricity underlying these RECs was generated. Vintage year is a critical eligibility criterion for state RPS compliance programs, as many states restrict the use of RECs to those generated within a defined vintage window (e.g., current year or prior two years). | State PUC RPS Rules; WREGIS Operating Rules; NEPOOL GIS Protocols
capacity_management | rec_transaction | compliance_obligation_id | Compliance Obligation Id (Foreign Key) | BIGINT |  |  | regulatory.compliance_obligation.compliance_obligation_id | Foreign key linking to regulatory.compliance_obligation. Business justification: REC transactions fulfill renewable portfolio standard compliance obligations. Links renewable energy credit procurement to specific RPS mandates for compliance tracking and reporting. | Internal - LLM Generated Cross-Domain Link
capacity_management | rec_transaction | cost_center_id | Cost Center Id (Foreign Key) | BIGINT |  |  | finance.cost_center.cost_center_id | Foreign key linking to finance.cost_center. Business justification: REC trading is managed by specific business units (renewable energy group, wholesale trading desk) with P&L responsibility. Cost center enables profitability analysis, budget tracking, and performance | Internal - LLM Generated Cross-Domain Link
capacity_management | rec_transaction | generating_unit_id | Generation Asset ID | BIGINT |  |  | generation.generating_unit.generating_unit_id | Reference to the generation asset (power plant or renewable facility) that produced the energy underlying the RECs in this transaction. Supports traceability from REC to source generation unit for IRP resource adequacy analysis. | NERC Reliability Standards; State RPS Eligibility Rules
capacity_management | rec_transaction | gl_account_id | Gl Account Id (Foreign Key) | BIGINT |  |  | finance.gl_account.gl_account_id | Foreign key linking to finance.gl_account. Business justification: REC sales and purchases are financial transactions requiring GL posting for revenue/expense recognition, inventory valuation, and FERC reporting. Essential for proper accounting of renewable energy cr | Internal - LLM Generated Cross-Domain Link
capacity_management | rec_transaction | irp_submission_id | Irp Submission Id (Foreign Key) | BIGINT |  |  | regulatory.irp_submission.irp_submission_id | Foreign key linking to regulatory.irp_submission. Business justification: REC procurement transactions support renewable targets in integrated resource plans. Links REC acquisitions to IRP filings for demonstrating renewable portfolio strategy execution and compliance. | Internal - LLM Generated Cross-Domain Link
capacity_management | rec_transaction | ppa_contract_id | Power Purchase Agreement (PPA) Contract ID | BIGINT |  |  | market.ppa_contract.ppa_contract_id | Reference to the Power Purchase Agreement (PPA) contract under which this REC transaction was executed. Links the REC transaction to the originating bilateral energy procurement or sale contract. Nullable for spot-market or registry-only transactions not tied to a PPA. | FERC Order 888; State PUC Tariff Filings
capacity_management | rec_transaction | primary_rec_registry_account_id | Registry Account ID | BIGINT |  |  | customer.account.account_id | Utility Company's account identifier within the REC registry (e.g., WREGIS account number, M-RETS organization ID). Used to identify the Utility Company's registry account as the source or destination of the REC transfer. Required for registry reconciliation and audit. | WREGIS Operating Rules; M-RETS Operating Procedures
capacity_management | rec_transaction | rider_charge_id | Rider Charge Id (Foreign Key) | BIGINT |  |  | regulatory.rider_charge.rider_charge_id | Foreign key linking to regulatory.rider_charge. Business justification: REC procurement costs recovered through renewable energy riders. Links renewable energy credit transactions to specific tariff riders for cost recovery and rate calculation. | Internal - LLM Generated Cross-Domain Link
capacity_management | rec_transaction | vendor_id | Vendor Id (Foreign Key) | BIGINT |  |  | supply.vendor.vendor_id | Foreign key linking to supply.vendor. Business justification: REC purchases often involve vendors as brokers or intermediaries. Links REC procurement to vendor master for payment processing, 1099 reporting, diversity spend tracking, and consolidated vendor perfo | Internal - LLM Generated Cross-Domain Link
capacity_management | rec_transaction | wholesale_counterparty_id | Counterparty ID | BIGINT |  |  | market.wholesale_counterparty.wholesale_counterparty_id | Reference to the counterparty entity (buyer, seller, or registry participant) involved in this REC transaction. Used for counterparty exposure reporting and RPS compliance audit trails submitted to state PUCs. | FERC Market-Based Rate Authority; State RPS Program Rules
capacity_management | rec_transaction | broker_name | REC Broker Name | STRING | confidential |  |  | Name of the energy broker or intermediary that facilitated this REC transaction, if applicable. Null for direct bilateral transactions or registry self-transfers. Used for broker relationship management and fee reconciliation. | FERC Market-Based Rate Authority; State PUC Tariff Filings
capacity_management | rec_transaction | certificate_serial_end | REC Certificate Serial Number End | STRING |  |  |  | Ending serial number of the REC certificate block transferred or retired in this transaction, as assigned by the REC registry. Together with certificate_serial_start, defines the complete range of individual REC certificates covered by this transaction for audit and reconciliation purposes. | WREGIS Operating Rules; M-RETS Operating Procedures; NAR Program Rules
capacity_management | rec_transaction | certificate_serial_start | REC Certificate Serial Number Start | STRING |  |  |  | Starting serial number of the REC certificate block transferred or retired in this transaction, as assigned by the REC registry. REC registries assign unique serial numbers to each MWh certificate. The range from certificate_serial_start to certificate_serial_end defines the exact certificates involved. | WREGIS Operating Rules; M-RETS Operating Procedures; NAR Program Rules
capacity_management | rec_transaction | compliance_program | REC Compliance Program | STRING |  | RPS¦voluntary¦federal_clean_energy¦CHP¦other |  | The regulatory or voluntary compliance program under which this REC transaction is being executed. 'RPS' indicates state Renewable Portfolio Standard obligation; 'voluntary' indicates green power or corporate sustainability purchase; 'federal_clean_energy' indicates federal clean energy standard compliance; 'CHP' indicates Combined Heat and Power (CHP) program; 'other' for non-standard programs. | State RPS Program Rules; DOE Voluntary Green Power Programs; EPA Green Power Partnership
capacity_management | rec_transaction | created_timestamp | Record Created Timestamp | TIMESTAMP |  |  |  | Timestamp when this REC transaction record was first created in the Databricks Silver Layer data product, in ISO 8601 format (yyyy-MM-ddTHH:mm:ss.SSSXXX). Supports audit trail requirements for SOX financial controls and FERC market-based rate record retention. | SOX Section 404; FERC Record Retention Requirements; GAAP Audit Trail Standards
capacity_management | rec_transaction | currency_code | Currency Code (ISO 4217) | STRING |  | '^[A-Z]{3}$ |  | Three-letter ISO 4217 currency code for all monetary amounts in this REC transaction record (e.g., USD for US Dollars). Utility Company operates primarily in USD; this field supports multi-currency PPA arrangements with international counterparties. | ISO 4217 Currency Codes; GAAP ASC 830 Foreign Currency
capacity_management | rec_transaction | energy_source_type | Renewable Energy Source Type | STRING |  |  |  | Classification of the renewable energy generation technology that produced the electricity underlying the RECs. Many state RPS programs have technology-specific carve-outs (e.g., solar carve-outs) that require RECs from specific generation types. [ENUM-REF-CANDIDATE: solar¦wind¦hydro¦geothermal¦biomass¦landfill_gas¦other_renewable — promote to reference product if additional types are needed] | State RPS Eligibility Rules; DOE Renewable Energy Technology Classifications; WREGIS Fuel Type Codes
capacity_management | rec_transaction | generation_facility_name | Generation Facility Name | STRING |  |  |  | Name of the renewable generation facility (power plant) that produced the electricity underlying the RECs. Used for RPS eligibility verification and registry certificate traceability. Corresponds to the facility name registered in the applicable REC registry. | WREGIS Operating Rules; State RPS Eligibility Rules; FERC EQR Reporting
capacity_management | rec_transaction | generation_facility_state | Generation Facility State | STRING |  | '^[A-Z]{2}$ |  | Two-letter US state code (USPS abbreviation) for the state in which the renewable generation facility is located. Many state RPS programs restrict eligible RECs to facilities located within the state or within a defined geographic region (e.g., in-state, regional grid). | State RPS Eligibility Rules; NERC Regional Entity Boundaries; USPS State Abbreviations
capacity_management | rec_transaction | gross_amount | Gross Transaction Amount (USD) | DECIMAL(18,2) | confidential |  |  | Total gross monetary value of the REC transaction before any adjustments, fees, or discounts, calculated as quantity_mwh multiplied by price_per_rec. Expressed in US Dollars (USD). Used for revenue recognition, financial settlement, and FERC market-based rate reporting. | GAAP ASC 606; FERC Uniform System of Accounts; SOX Financial Controls
capacity_management | rec_transaction | is_bundled | Bundled REC Indicator | BOOLEAN |  |  |  | Indicates whether the RECs in this transaction are bundled with the underlying electricity delivery (True) or are unbundled certificates traded separately from the physical energy (False). Bundled RECs are typically associated with PPA deliveries; unbundled RECs are traded independently in the REC market. Affects RPS eligibility in some states. | State RPS Eligibility Rules; DOE REC Guidance; FERC Market-Based Rate Authority
capacity_management | rec_transaction | is_eligible_for_rps | RPS Eligibility Indicator | BOOLEAN |  |  |  | Indicates whether the RECs in this transaction have been verified as eligible for the applicable state Renewable Portfolio Standard (RPS) compliance program (True) or are ineligible/unverified (False). Eligibility is determined by generation technology, vintage year, facility location, and registry certification. | State RPS Program Rules; State PUC RPS Compliance Filing Requirements
capacity_management | rec_transaction | net_amount | Net Transaction Amount (USD) | DECIMAL(18,2) | confidential |  |  | Net monetary value of the REC transaction after deducting transaction fees from the gross amount, expressed in US Dollars (USD). Represents the actual cash settlement obligation between counterparties. Used for accounts payable/receivable posting in SAP S/4HANA or Oracle ERP. | GAAP ASC 606; FERC Uniform System of Accounts; SOX Financial Controls
capacity_management | rec_transaction | notes | Transaction Notes | STRING |  |  |  | Free-text field for additional business context, special conditions, or operational notes associated with this REC transaction. Used by energy traders and compliance analysts to document non-standard terms, dispute details, or regulatory correspondence references. | Internal Energy Trading Operations Procedures
capacity_management | rec_transaction | price_per_rec | Price Per Renewable Energy Certificate (REC) (USD) | DECIMAL(18,6) | confidential |  |  | Contracted or market price per REC in US Dollars (USD). Represents the unit price agreed upon between counterparties for purchase or sale transactions. Null for retirement-only or internal transfer transactions with no financial consideration. Sensitive commercial pricing data. | FERC Market-Based Rate Authority; GAAP ASC 606; State PUC Tariff Filings
capacity_management | rec_transaction | quantity_mwh | REC Quantity (Megawatt-Hour) | DECIMAL(18,6) |  |  |  | Number of Renewable Energy Certificates (RECs) involved in this transaction, expressed in Megawatt-Hours (MWh). One REC represents one MWh of electricity generated from a qualifying renewable resource. This is the principal quantitative fact for the transaction. | DOE REC Definition; WREGIS Operating Rules; State RPS Program Rules
capacity_management | rec_transaction | rec_transaction_id | Renewable Energy Certificate (REC) Transaction ID | BIGINT |  |  |  | Unique surrogate identifier for each REC transaction record in the Utility Company wholesale energy market data product. Serves as the primary key for all REC transfer, retirement, purchase, and sale events. | FERC Market-Based Rate Authority; NERC Reliability Standards | TRUE
capacity_management | rec_transaction | registry_confirmation_number | Registry Transfer Confirmation Number | STRING |  |  |  | Unique confirmation number issued by the REC registry (e.g., WREGIS, M-RETS, NAR) upon successful processing of the REC transfer or retirement. Serves as the authoritative audit trail reference for RPS compliance filings with state PUCs and FERC market-based rate reporting. | WREGIS Operating Rules; M-RETS Operating Procedures; State PUC RPS Compliance Filing Requirements
capacity_management | rec_transaction | registry_name | REC Registry Name | STRING |  | WREGIS¦M-RETS¦NAR¦NEPOOL-GIS¦PJM-GATS¦ERCOT |  | Name of the REC tracking registry through which this transaction was processed. Different RTOs and regions use different registries: WREGIS (Western US), M-RETS (Midwest), NAR (North American Renewables Registry), NEPOOL-GIS (New England), PJM-GATS (PJM region), ERCOT (Texas). Determines applicable operating rules and transfer confirmation procedures. | WREGIS Operating Rules; M-RETS Operating Procedures; NEPOOL-GIS Operating Rules; PJM GATS Manual
capacity_management | rec_transaction | retirement_date | REC Retirement Date | DATE |  |  |  | Date on which RECs were permanently retired in the registry for compliance or voluntary purposes. Populated only for transactions of type 'retirement'. Critical for RPS compliance period determination in state PUC filings. | State RPS Program Rules; WREGIS Operating Rules; M-RETS Operating Procedures
capacity_management | rec_transaction | rps_compliance_year | Renewable Portfolio Standard (RPS) Compliance Year | INT |  |  |  | The RPS compliance obligation year to which this REC transaction is applied. State PUC RPS programs require utilities to demonstrate compliance by retiring sufficient RECs for each annual compliance period. Populated for RPS-type transactions; null for voluntary transactions. | State RPS Program Rules; State PUC Annual RPS Compliance Filing Requirements
capacity_management | rec_transaction | rto_iso_region | Regional Transmission Organization / Independent System Operator (RTO/ISO) Region | STRING |  |  |  | The Regional Transmission Organization (RTO) or Independent System Operator (ISO) region in which the generation facility is located. Determines applicable market rules, registry requirements, and RPS eligibility criteria. [ENUM-REF-CANDIDATE: CAISO¦PJM¦MISO¦ERCOT¦NYISO¦ISO-NE¦SPP¦WECC¦non-RTO — promote to reference product] | FERC Order 2000; NERC Regional Entity Boundaries; State RPS Geographic Eligibility Rules
capacity_management | rec_transaction | settlement_date | REC Settlement Date | DATE |  |  |  | Date on which financial settlement for the REC transaction was completed, including payment exchange between counterparties. May differ from transaction_date for forward or deferred settlement arrangements. Used for revenue recognition and GAAP financial reporting. | GAAP ASC 606 Revenue Recognition; FERC Uniform System of Accounts
capacity_management | rec_transaction | trade_confirmation_number | Trade Confirmation Number | STRING |  |  |  | Bilateral trade confirmation number exchanged between Utility Company and the counterparty at the time of deal execution, prior to registry transfer. Distinct from the registry_confirmation_number which is issued by the registry post-transfer. Used for pre-settlement reconciliation and dispute resolution. | FERC Market-Based Rate Authority; EEI Master Power Purchase and Sale Agreement
capacity_management | rec_transaction | transaction_date | REC Transaction Date | DATE |  |  |  | The principal real-world business event date on which the REC transaction was executed or agreed upon between counterparties. Used as the primary date for RPS compliance period assignment and FERC market-based rate reporting. | FERC Market-Based Rate Authority; State RPS Compliance Filing Requirements
capacity_management | rec_transaction | transaction_fee | REC Transaction Fee (USD) | DECIMAL(18,2) | confidential |  |  | Registry or broker fees assessed on this REC transaction, expressed in US Dollars (USD). Includes WREGIS, M-RETS, or NAR registry transfer fees and any applicable brokerage commissions. Deducted from gross amount to derive net settlement amount. | WREGIS Fee Schedule; M-RETS Fee Schedule; GAAP ASC 606
capacity_management | rec_transaction | transaction_number | Renewable Energy Certificate (REC) Transaction Number | STRING |  | '^REC-[0-9]{4}-[0-9]{8}$ |  | Externally-known business identifier for this REC transaction, formatted as REC-{YYYY}-{sequence}. Used in counterparty communications, registry submissions, and regulatory filings with state PUCs. Corresponds to the transaction reference number in the REC registry system. | WREGIS Operating Rules; M-RETS Operating Procedures; NAR Program Rules
capacity_management | rec_transaction | transaction_status | REC Transaction Status | STRING |  | pending¦confirmed¦settled¦retired¦cancelled¦disputed |  | Current lifecycle state of the REC transaction workflow. 'pending' indicates awaiting registry confirmation; 'confirmed' indicates registry transfer acknowledged; 'settled' indicates financial settlement complete; 'retired' indicates RECs permanently retired for compliance; 'cancelled' indicates transaction voided; 'disputed' indicates counterparty or registry dispute in progress. | WREGIS Operating Rules; State RPS Compliance Program Rules
capacity_management | rec_transaction | transaction_type | REC Transaction Type | STRING |  | transfer¦retirement¦purchase¦sale |  | Classification of the REC transaction by its business purpose. 'transfer' indicates a registry account-to-account transfer; 'retirement' indicates permanent retirement of RECs for RPS or voluntary compliance; 'purchase' indicates acquisition of RECs from a counterparty; 'sale' indicates disposition of RECs to a counterparty. | WREGIS Operating Rules; State RPS Program Rules; FERC Market-Based Rate Authority
capacity_management | rec_transaction | updated_timestamp | Record Updated Timestamp | TIMESTAMP |  |  |  | Timestamp when this REC transaction record was last modified in the Databricks Silver Layer data product, in ISO 8601 format (yyyy-MM-ddTHH:mm:ss.SSSXXX). Used to detect record changes for downstream incremental processing and audit trail maintenance. | SOX Section 404; FERC Record Retention Requirements
capacity_management | rec_transaction | vintage_year | REC Vintage Year | INT |  |  |  | The calendar year in which the electricity underlying the RECs was generated. REC vintage is a critical eligibility criterion for state RPS compliance programs — many states restrict eligible RECs to those generated within a specific vintage window. | State RPS Eligibility Rules; WREGIS Operating Rules; DOE REC Guidance
capacity_management | transmission_right | capex_project_id | Capex Project Id (Foreign Key) | BIGINT |  |  | finance.capex_project.capex_project_id | Foreign key linking to finance.capex_project. Business justification: FTR/CRR acquisitions may be linked to transmission capital projects for cost recovery analysis and rate base treatment. Enables tracking of transmission investment hedging strategy and regulatory cost | Internal - LLM Generated Cross-Domain Link
capacity_management | transmission_right | cost_center_id | Cost Center Id (Foreign Key) | BIGINT |  |  | finance.cost_center.cost_center_id | Foreign key linking to finance.cost_center. Business justification: Transmission rights are managed by specific departments (transmission planning, wholesale trading) with budget accountability. Cost center enables tracking of FTR/CRR portfolio costs, hedging effectiv | Internal - LLM Generated Cross-Domain Link
capacity_management | transmission_right | cost_recovery_mechanism_id | Cost Recovery Mechanism Id (Foreign Key) | BIGINT |  |  | regulatory.cost_recovery_mechanism.cost_recovery_mechanism_id | Foreign key linking to regulatory.cost_recovery_mechanism. Business justification: Transmission hedging costs (FTR/CRR) recovered through specific riders. Links financial transmission rights to regulatory cost recovery mechanisms for congestion cost recovery. | Internal - LLM Generated Cross-Domain Link
capacity_management | transmission_right | portfolio_id | Portfolio ID | BIGINT |  |  | market.transmission_rights_portfolio.transmission_rights_portfolio_id | Reference to the wholesale energy trading portfolio or book to which this transmission right is assigned. Enables aggregation of FTR/TCC positions by portfolio for risk management, P&L reporting, and IRP resource adequacy analysis. | FERC Market-Based Rate Authority; IRP Standards
capacity_management | transmission_right | primary_transmission_pricing_node_id | Source Pricing Node (PNode) ID | BIGINT |  |  | market.pricing_node.pricing_node_id | Reference to the source pricing node that defines the injection point of the FTR/TCC path. The LMP at the source node is used in congestion settlement calculations. Corresponds to the generation or injection location in the RTO nodal model. | FERC Order 681; LMP Settlement Methodology
capacity_management | transmission_right | prudency_docket_id | Prudency Docket Id (Foreign Key) | BIGINT |  |  | regulatory.docket.docket_id | Foreign key linking to regulatory.docket. Business justification: Transmission rights (FTR/CRR) acquisition costs are subject to regulatory prudency review. Links hedging instruments to regulatory proceedings for cost recovery approval and reasonableness determinati | Internal - LLM Generated Cross-Domain Link
capacity_management | transmission_right | rto_iso_id |  | BIGINT | internal |  | market.rto_iso.rto_iso_id | FK to market.rto_iso
capacity_management | transmission_right | source_pnode_pricing_node_id |  | BIGINT | internal |  | market.pricing_node.pricing_node_id | FK to market.pricing_node
capacity_management | transmission_right | transmission_pricing_node_id |  | BIGINT | internal |  | market.pricing_node.pricing_node_id | FK to market.pricing_node
capacity_management | transmission_right | wholesale_counterparty_id | Counterparty ID | BIGINT |  |  | market.wholesale_counterparty.wholesale_counterparty_id | Reference to the RTO/ISO or secondary market counterparty from whom this transmission right was acquired or to whom it may be transferred. For primary auction acquisitions, the counterparty is typically the RTO/ISO itself. | FERC Order 681; OATT
capacity_management | transmission_right | acquisition_cost | Acquisition Cost (USD) | DECIMAL(18,4) | confidential |  |  | The total cost paid by the utility to acquire this transmission right at auction, expressed in US dollars. A positive value indicates a premium paid; a negative value indicates revenue received (counter-flow FTRs may have negative acquisition costs). Used for portfolio cost basis tracking and FERC market-based rate reporting. | FERC Order 681; GAAP ASC 815 — Derivatives and Hedging
capacity_management | transmission_right | acquisition_method | Acquisition Method | STRING |  | PRIMARY_AUCTION¦SECONDARY_MARKET¦BILATERAL¦ALLOCATION |  | Indicates how the transmission right was obtained. PRIMARY_AUCTION indicates acquisition through the RTO/ISO annual or monthly FTR auction. SECONDARY_MARKET indicates purchase from another market participant. BILATERAL indicates a negotiated bilateral transfer. ALLOCATION indicates the right was allocated by the RTO/ISO (e.g., ARR conversion). | FERC Order 681; FERC Order 712
capacity_management | transmission_right | auction_clearing_price | Auction Clearing Price ($/MW) | DECIMAL(12,4) | confidential |  |  | The price per MW at which this transmission right cleared in the RTO/ISO FTR auction, expressed in dollars per megawatt ($/MW). Used to calculate total acquisition cost and benchmark against secondary market prices. | FERC Order 681; RTO/ISO FTR Auction Rules
capacity_management | transmission_right | auction_round | Auction Round | STRING |  |  |  | Identifies the specific RTO/ISO FTR auction round in which this transmission right was acquired (e.g., 'PJM-2024-ANN-R1', 'MISO-2024-MON-JAN'). Used to trace the right back to its originating auction event for audit and portfolio analysis. | FERC Order 681; RTO/ISO FTR Auction Rules
capacity_management | transmission_right | auction_year | Auction Year | INT |  |  |  | The planning year (four-digit calendar year) associated with the FTR auction in which this right was acquired. Used for portfolio grouping, annual budget reporting, and IRP resource adequacy analysis. | FERC Order 681; IRP Resource Adequacy Standards
capacity_management | transmission_right | congestion_zone_sink | Sink Congestion Zone | STRING |  |  |  | The congestion zone or load zone designation at the sink end of the transmission right path, as defined by the RTO/ISO. Used for zone-level aggregation and LMP basis spread exposure analysis. | FERC Order 681; RTO/ISO Zonal Pricing Tariff
capacity_management | transmission_right | congestion_zone_source | Source Congestion Zone | STRING |  |  |  | The congestion zone or load zone designation at the source end of the transmission right path, as defined by the RTO/ISO. Used for zone-level aggregation and basis risk analysis when nodal-level detail is not required. | FERC Order 681; RTO/ISO Zonal Pricing Tariff
capacity_management | transmission_right | created_timestamp | Record Created Timestamp | TIMESTAMP |  |  |  | The timestamp when this transmission right record was first created in the data platform, in ISO 8601 format (yyyy-MM-ddTHH:mm:ss.SSSXXX). Supports audit trail and data lineage requirements. | SOX Section 302; FERC Record Retention Requirements
capacity_management | transmission_right | cumulative_settlement_amount | Cumulative Settlement Amount (USD) | DECIMAL(18,4) | confidential |  |  | The total net congestion settlement revenue or cost received or paid to date for this transmission right since its effective date, expressed in US dollars. Positive values indicate net revenue received; negative values indicate net payments made. Supports portfolio performance tracking and FERC reporting. | FERC Order 681; GAAP ASC 815
capacity_management | transmission_right | effective_date | Effective Start Date | DATE |  |  |  | The calendar date on which the transmission right becomes effective and eligible for congestion settlement. Marks the beginning of the right's term as defined in the RTO/ISO auction award. | FERC Order 681; RTO/ISO FTR Tariff Provisions
capacity_management | transmission_right | expiration_date | Expiration Date | DATE |  |  |  | The calendar date on which the transmission right expires and is no longer eligible for congestion settlement. After this date the right has no further financial obligation or entitlement. | FERC Order 681; RTO/ISO FTR Tariff Provisions
capacity_management | transmission_right | ferc_market_rate_auth_flag | Federal Energy Regulatory Commission (FERC) Market-Based Rate Authority Flag | BOOLEAN |  |  |  | Indicates whether this transmission right position is reportable under the utility's FERC market-based rate authority. True indicates the position must be included in FERC Electric Quarterly Report (EQR) filings and market power screens. | FERC Order 697 — Market-Based Rate Authority; FERC EQR Reporting
capacity_management | transmission_right | hedge_designation | Hedge Designation | STRING |  | CASH_FLOW_HEDGE¦FAIR_VALUE_HEDGE¦ECONOMIC_HEDGE¦SPECULATIVE |  | Accounting designation of the transmission right under GAAP ASC 815. CASH_FLOW_HEDGE designates the right as hedging variability in future cash flows from LMP congestion exposure. FAIR_VALUE_HEDGE designates it as hedging changes in fair value of a recognized asset or liability. ECONOMIC_HEDGE indicates the right provides economic offset but does not qualify for hedge accounting. SPECULATIVE indicates the right is held for trading or arbitrage purposes. | GAAP ASC 815 — Derivatives and Hedging; SOX Section 302
capacity_management | transmission_right | irp_resource_adequacy_flag | Integrated Resource Plan (IRP) Resource Adequacy Flag | BOOLEAN |  |  |  | Indicates whether this transmission right is counted as part of the utility's IRP resource adequacy portfolio for regulatory planning purposes. True indicates the right is included in IRP transmission hedging strategy; False indicates it is held for other purposes (e.g., speculative or short-term trading). | State PUC IRP Requirements; DOE IRP Guidelines
capacity_management | transmission_right | last_settlement_date | Last Settlement Date | DATE |  |  |  | The most recent date on which a congestion settlement payment was processed for this transmission right by the RTO/ISO. Used to confirm settlement currency and identify rights with outstanding or delayed settlements. | FERC Order 681; RTO/ISO Settlement Tariff
capacity_management | transmission_right | lmp_basis_spread | Locational Marginal Price (LMP) Basis Spread ($/MWh) | DECIMAL(12,4) | confidential |  |  | The expected or realized LMP congestion price differential between the sink and source pricing nodes, expressed in dollars per megawatt-hour ($/MWh). Represents the basis spread this right is intended to hedge. Used in portfolio risk analytics and IRP congestion cost modeling. | FERC Order 681; LMP Settlement Methodology
capacity_management | transmission_right | mark_to_market_value | Mark-to-Market (MTM) Value (USD) | DECIMAL(18,4) | confidential |  |  | The current fair market value of the transmission right expressed in US dollars, based on the most recent secondary market prices or RTO/ISO valuation. Used for financial reporting under GAAP ASC 815 fair value accounting and portfolio risk management. | GAAP ASC 815 — Derivatives and Hedging; FERC Order 681
capacity_management | transmission_right | mtm_valuation_date | Mark-to-Market (MTM) Valuation Date | DATE |  |  |  | The date as of which the mark-to-market value was last calculated or updated. Required for financial reporting to confirm the currency of the fair value estimate. | GAAP ASC 815 — Derivatives and Hedging; SOX Section 302
capacity_management | transmission_right | mw_quantity | Megawatt (MW) Quantity | DECIMAL(12,4) |  |  |  | The capacity quantity of the transmission right expressed in megawatts (MW). Represents the notional MW amount for which the holder receives or pays the congestion component of LMP between source and sink nodes. Determines the settlement payment magnitude. | FERC Order 681; RTO/ISO FTR Auction Rules
capacity_management | transmission_right | notes | Transmission Right Notes | STRING |  |  |  | Free-text field for capturing supplementary information about the transmission right, such as special auction conditions, regulatory filing references, portfolio strategy rationale, or operational constraints not captured in structured fields. | Internal Portfolio Management Standards
capacity_management | transmission_right | right_code | Transmission Right Code | STRING |  |  |  | Externally-known alphanumeric identifier assigned by the RTO/ISO auction system or internal portfolio management system to uniquely identify this FTR or TCC instrument. Used for reconciliation with RTO settlement statements. | FERC Order 681; PJM/MISO/CAISO FTR Auction Rules
capacity_management | transmission_right | right_direction | Transmission Right Path Direction | STRING |  | FORWARD¦COUNTER |  | Indicates the directional flow of the transmission right along the source-to-sink path. FORWARD denotes flow from source pricing node to sink pricing node. COUNTER denotes the reverse direction, used for counter-flow FTRs that hedge congestion in the opposite direction. | FERC Order 681; PJM Manual 06 — Financial Transmission Rights
capacity_management | transmission_right | right_type | Transmission Right Type | STRING |  | FTR_OBLIGATION¦FTR_OPTION¦TCC¦ARR |  | Classification of the transmission right instrument. FTR_OBLIGATION entitles the holder to receive or pay the congestion component of LMP between source and sink. FTR_OPTION provides the right but not the obligation to collect congestion revenue. TCC (Transmission Congestion Contract) is the NYISO equivalent. ARR (Auction Revenue Right) is a pre-cursor entitlement used in some RTO markets to participate in FTR auctions. | FERC Order 681; NERC Glossary of Terms
capacity_management | transmission_right | term_type | Transmission Right Term Type | STRING |  | MONTHLY¦SEASONAL¦ANNUAL¦LONG_TERM |  | Categorizes the duration class of the transmission right as defined by the RTO/ISO auction structure. MONTHLY rights are acquired in monthly auctions. SEASONAL rights span a defined seasonal period. ANNUAL rights cover a full planning year. LONG_TERM rights extend beyond one year and are subject to long-term FTR auction rules under FERC Order 681. | FERC Order 681; FERC Order 712 — Long-Term FTRs
capacity_management | transmission_right | transfer_eligible | Transfer Eligible Flag | BOOLEAN |  |  |  | Indicates whether this transmission right is eligible for transfer or sale in the secondary market under applicable RTO/ISO tariff rules. True indicates the right may be transferred; False indicates it is non-transferable (e.g., certain ARR allocations). | FERC Order 681; RTO/ISO FTR Tariff Provisions
capacity_management | transmission_right | transmission_right_id | Transmission Right ID | BIGINT |  |  |  | Unique surrogate identifier for each financial transmission right or transmission congestion contract record held by the utility. Primary key for the transmission_right data product. | FERC Order 681 — Financial Transmission Rights | TRUE
capacity_management | transmission_right | transmission_right_status | Transmission Right Status | STRING |  | ACTIVE¦EXPIRED¦CANCELLED¦PENDING¦SURRENDERED |  | Current lifecycle status of the transmission right. ACTIVE indicates the right is within its effective term and eligible for settlement. EXPIRED indicates the term has ended. CANCELLED indicates the right was terminated prior to expiration. PENDING indicates the right has been awarded but not yet effective. SURRENDERED indicates the holder voluntarily returned the right to the RTO. | FERC Order 681; RTO/ISO FTR Tariff Provisions
capacity_management | transmission_right | updated_timestamp | Record Updated Timestamp | TIMESTAMP |  |  |  | The timestamp when this transmission right record was most recently modified in the data platform, in ISO 8601 format (yyyy-MM-ddTHH:mm:ss.SSSXXX). Used to detect stale records and support incremental data processing in the Databricks Silver layer. | SOX Section 302; FERC Record Retention Requirements
capacity_management | transmission_rights_portfolio | cost_center_id |  | BIGINT | internal |  | finance.cost_center.cost_center_id | FK to finance.cost_center
capacity_management | transmission_rights_portfolio | parent_transmission_rights_portfolio_id |  | BIGINT | self_ref_fk |  | market.transmission_rights_portfolio.transmission_rights_portfolio_id | Self-referencing FK on transmission_rights_portfolio (parent_transmission_rights_portfolio_id)
capacity_management | transmission_rights_portfolio | participant_registration_id |  | BIGINT | confidential |  | market.participant_registration.participant_registration_id | Unique identifier assigned by the RTO/ISO to the utility as a registered market participant for transmission rights trading.
capacity_management | transmission_rights_portfolio | rto_iso_id |  | BIGINT | internal |  | market.rto_iso.rto_iso_id | FK to market.rto_iso
capacity_management | transmission_rights_portfolio | wholesale_counterparty_id |  | BIGINT | internal |  | market.wholesale_counterparty.wholesale_counterparty_id | FK to market.wholesale_counterparty
capacity_management | transmission_rights_portfolio | acquisition_cost_usd |  | DECIMAL(18,2) | confidential |  |  | Total cost paid to acquire the transmission rights in this portfolio through auctions or bilateral transactions.
capacity_management | transmission_rights_portfolio | auction_period |  | STRING |  |  |  | Time period classification for which the transmission rights were acquired through RTO/ISO auctions.
capacity_management | transmission_rights_portfolio | business_unit |  | STRING |  |  |  | Internal business unit or division responsible for managing this transmission rights portfolio.
capacity_management | transmission_rights_portfolio | created_timestamp |  | TIMESTAMP |  |  |  | Timestamp when this transmission rights portfolio record was first created in the system.
capacity_management | transmission_rights_portfolio | credit_requirement_usd |  | DECIMAL(18,2) | confidential |  |  | Total credit or collateral requirement imposed by the RTO/ISO for holding these transmission rights.
capacity_management | transmission_rights_portfolio | data_source |  | STRING |  |  |  | Source system or application from which this transmission rights portfolio data originated.
capacity_management | transmission_rights_portfolio | effective_end_date |  | DATE |  |  |  | Date when the transmission rights in this portfolio expire or are no longer valid for use.
capacity_management | transmission_rights_portfolio | effective_start_date |  | DATE |  |  |  | Date when the transmission rights in this portfolio become effective and can be used for scheduling or settlement.
capacity_management | transmission_rights_portfolio | hedge_designation |  | STRING |  |  |  | Accounting hedge designation under FASB ASC 815 indicating how these transmission rights are treated for financial reporting purposes.
capacity_management | transmission_rights_portfolio | irp_resource_flag |  | BOOLEAN |  |  |  | Indicates whether transmission rights in this portfolio are included in the utility's Integrated Resource Plan for resource adequacy analysis.
capacity_management | transmission_rights_portfolio | last_modified_timestamp |  | TIMESTAMP |  |  |  | Timestamp when this transmission rights portfolio record was last updated or modified.
capacity_management | transmission_rights_portfolio | notes |  | STRING |  |  |  | Free-form text field for additional comments, special conditions, or contextual information about the transmission rights portfolio.
capacity_management | transmission_rights_portfolio | portfolio_code |  | STRING |  |  |  | Business identifier code for the transmission rights portfolio used in external communications with RTOs/ISOs and internal reporting.
capacity_management | transmission_rights_portfolio | portfolio_manager_name |  | STRING |  |  |  | Name of the individual or team responsible for managing and optimizing this transmission rights portfolio.
capacity_management | transmission_rights_portfolio | portfolio_name |  | STRING |  |  |  | Human-readable name of the transmission rights portfolio describing its purpose or geographic scope.
capacity_management | transmission_rights_portfolio | portfolio_status |  | STRING |  |  |  | Current lifecycle status of the transmission rights portfolio indicating whether it is actively managed and traded.
capacity_management | transmission_rights_portfolio | portfolio_type |  | STRING |  |  |  | Classification of transmission rights held in the portfolio. FTR=Financial Transmission Rights, ARR=Auction Revenue Rights, CRR=Congestion Revenue Rights, TCR=Transmission Congestion Rights, PTP=Point-to-Point, Network=Network Integration Service.
capacity_management | transmission_rights_portfolio | portfolio_value_usd |  | DECIMAL(18,2) | confidential |  |  | Current market value of the transmission rights portfolio in US dollars based on latest mark-to-market valuation.
capacity_management | transmission_rights_portfolio | regulatory_reporting_flag |  | BOOLEAN |  |  |  | Indicates whether this portfolio requires separate reporting to FERC or other regulatory bodies for market-based rate authority or compliance purposes.
capacity_management | transmission_rights_portfolio | risk_limit_usd |  | DECIMAL(18,2) | confidential |  |  | Maximum dollar exposure limit approved for this transmission rights portfolio under enterprise risk management policies.
capacity_management | transmission_rights_portfolio | settlement_account_number |  | STRING | confidential |  |  | RTO/ISO settlement account number used for financial settlement of transmission rights revenues and charges.
capacity_management | transmission_rights_portfolio | strategy_type |  | STRING |  |  |  | Investment strategy classification for this portfolio indicating whether rights are held for hedging congestion risk, speculative trading, or physical transmission coverage.
capacity_management | transmission_rights_portfolio | total_mw_capacity |  | DECIMAL(12,3) |  |  |  | Total transmission capacity in megawatts represented by all rights held in this portfolio.
capacity_management | transmission_rights_portfolio | trading_desk |  | STRING |  |  |  | Trading desk or group within the utility responsible for executing transactions related to this portfolio.
capacity_management | transmission_rights_portfolio | transmission_rights_portfolio_id | Transmission Rights Portfolio Identifier | BIGINT |  |  |  | Primary key for transmission_rights_portfolio |  | TRUE
energy_trading | dispatch_award | capacity_obligation_id | Capacity Market Obligation ID | BIGINT |  |  | market.capacity_obligation.capacity_obligation_id | Reference to the capacity market obligation (e.g., PJM RPM, MISO Planning Resource Auction) associated with this dispatch award, if applicable. Links energy dispatch awards to capacity commitments for resource adequacy compliance and IRP reporting. Null if no capacity obligation applies. | FERC Order 888; RTO/ISO Capacity Market Tariff; State PUC IRP Requirements
energy_trading | dispatch_award | cost_center_id | Cost Center Id (Foreign Key) | BIGINT |  |  | finance.cost_center.cost_center_id | Foreign key linking to finance.cost_center. Business justification: Dispatch operations are managed by specific departments (generation operations, trading desk) with cost accountability for fuel, O&M, and operational expenses. Enables cost allocation and profitabilit | Internal - LLM Generated Cross-Domain Link
energy_trading | dispatch_award | energy_bid_id | Market Bid ID | BIGINT |  |  | market.energy_bid.energy_bid_id | Reference to the originating market bid or offer submitted by the utility to the RTO/ISO that resulted in this dispatch award. Links the award back to the bid strategy and offer parameters for settlement verification and FERC market-based rate compliance auditing. | FERC Market-Based Rate Authority; FERC Order 697; RTO/ISO Market Tariff
energy_trading | dispatch_award | fuel_delivery_id | Fuel Delivery Id (Foreign Key) | BIGINT |  |  | supply.fuel_delivery.fuel_delivery_id | Foreign key linking to supply.fuel_delivery. Business justification: Real-time dispatch decisions require fuel availability confirmation. Links generation dispatch awards to actual fuel deliveries for operational reconciliation, heat rate validation, cost-to-serve calc | Internal - LLM Generated Cross-Domain Link
energy_trading | dispatch_award | generating_unit_id | Generation Unit ID | BIGINT |  |  | generation.generating_unit.generating_unit_id | Reference to the generation asset (power plant unit) awarded this dispatch schedule. Links the market award to the physical generation resource in the asset management system (Oracle WAM or IBM Maximo). Serves as the PARTY_REFERENCE / MASTER_RESOURCE link for this transaction. | NERC Reliability Standards; FERC EQR Reporting
energy_trading | dispatch_award | master_id | Asset Master Id (Foreign Key) | BIGINT |  |  | asset.master.master_id | Foreign key linking to asset.asset_master. Business justification: Dispatch awards must link to physical generation asset for operational coordination with maintenance schedules, validation of dispatch feasibility against asset status, actual generation measurement v | Internal - LLM Generated Cross-Domain Link
energy_trading | dispatch_award | participant_registration_id | Market Participant ID | BIGINT |  |  | market.participant_registration.participant_registration_id | Reference to the registered market participant entity (Utility Company or its trading subsidiary) that submitted the bid and received this dispatch award from the RTO/ISO. Required for FERC market-based rate authority tracking and settlement reconciliation. | FERC Market-Based Rate Authority; FERC Order 697
energy_trading | dispatch_award | ppa_contract_id | Power Purchase Agreement (PPA) Contract ID | BIGINT |  |  | market.ppa_contract.ppa_contract_id | Reference to the Power Purchase Agreement (PPA) contract position associated with this dispatch award, if the generation is sourced from a contracted third-party resource. Links wholesale procurement contracts to awarded dispatch schedules for contract position management and FERC market-based rate compliance. Null for utility-owned generation. | FERC Market-Based Rate Authority; FERC Order 697; State PUC IRP Requirements
energy_trading | dispatch_award | pricing_node_id | Locational Marginal Price (LMP) Pricing Node ID | BIGINT |  |  | market.pricing_node.pricing_node_id | Reference to the RTO/ISO pricing node (bus or aggregate node) at which the Locational Marginal Price (LMP) is calculated for this dispatch award. Determines the settlement price applicable to the awarded MW schedule. Critical for LMP-based revenue settlement. | FERC Order 2000; RTO/ISO OATT; NERC Reliability Standards
energy_trading | dispatch_award | rto_iso_id |  | BIGINT | internal |  | market.rto_iso.rto_iso_id | FK to market.rto_iso
energy_trading | dispatch_award | ancillary_service_mw | Ancillary Service Awarded Capacity (MW) | DECIMAL(12,4) |  |  |  | The Megawatt (MW) capacity awarded for ancillary service obligations (e.g., spinning reserve, regulation) associated with this dispatch award. Distinct from scheduled_mw which represents energy dispatch. Null or zero when ancillary_service_type is NONE. Used for NERC reliability compliance and RTO/ISO ancillary service settlement. | FERC Order 888; NERC BAL-002; NERC BAL-003; RTO/ISO Market Tariff
energy_trading | dispatch_award | ancillary_service_type | Ancillary Service Type | STRING |  | NONE¦REG_UP¦REG_DOWN¦SPIN_RES¦NON_SPIN_RES¦VOLT_SUPPORT |  | Identifies whether this dispatch award includes an ancillary service obligation in addition to or instead of energy dispatch. NONE = energy-only dispatch; REG_UP = regulation up (frequency regulation upward); REG_DOWN = regulation down; SPIN_RES = spinning reserve; NON_SPIN_RES = non-spinning reserve; VOLT_SUPPORT = voltage support / reactive power. Required for FERC ancillary services tariff compliance and NERC reliability standard reporting. | FERC Order 888; NERC BAL-002; NERC BAL-003; RTO/ISO Market Tariff
energy_trading | dispatch_award | award_reference_number | Dispatch Award Reference Number | STRING |  |  |  | Externally-known transaction identifier assigned by the RTO/ISO market clearing system (e.g., CAISO, PJM, MISO) for this specific dispatch instruction or schedule award. Used for reconciliation with RTO/ISO settlement statements and FERC market-based rate filings. Maps to the dispatch instruction ID in ABB or GE Energy Management System. | FERC Order 888; NERC BAL-002; RTO/ISO Market Tariff
energy_trading | dispatch_award | award_status | Dispatch Award Status | STRING |  | AWARDED¦CONFIRMED¦EXECUTING¦COMPLETED¦CANCELLED¦SUPERSEDED |  | Current lifecycle state of the dispatch award. AWARDED = RTO/ISO has cleared and issued the dispatch instruction; CONFIRMED = generation unit operator has acknowledged the award; EXECUTING = unit is actively generating per the schedule; COMPLETED = interval has passed and generation was delivered; CANCELLED = award was rescinded prior to execution; SUPERSEDED = replaced by a revised dispatch instruction in the same interval. | NERC BAL-002; FERC Order 888; RTO/ISO Market Tariff
energy_trading | dispatch_award | award_version_number | Dispatch Award Version Number | INT |  |  |  | Sequential version number for this dispatch award record, incremented each time the RTO/ISO issues a revised dispatch instruction for the same generation unit and interval. Version 1 is the initial award; higher versions represent resettlements or corrections. Used to identify the most current award and track instruction revisions. | FERC Order 888; RTO/ISO Market Tariff
energy_trading | dispatch_award | commitment_status | Unit Commitment Status | STRING |  | COMMITTED¦DECOMMITTED¦SELF_SCHEDULED¦MUST_RUN¦RELIABILITY_MUST_RUN |  | Indicates how the generation unit was committed for this dispatch award. COMMITTED = unit was committed by the RTO/ISO through the market clearing process; DECOMMITTED = unit was previously committed but released; SELF_SCHEDULED = utility submitted a self-schedule outside the competitive market; MUST_RUN = unit designated as must-run by the RTO/ISO for reliability; RELIABILITY_MUST_RUN = unit committed for reliability reasons outside normal market dispatch. | NERC BAL-002; FERC Order 888; RTO/ISO Market Tariff
energy_trading | dispatch_award | created_timestamp | Record Created Timestamp | TIMESTAMP |  |  |  | The date and time when this dispatch award record was first captured in the Silver layer lakehouse, reflecting when the RTO/ISO market clearing result was ingested from the source system (ABB or GE EMS / RTO/ISO market interface). Audit timestamp for data lineage and ETL reconciliation. Format: yyyy-MM-ddTHH:mm:ss.SSSXXX. | FERC Market-Based Rate Authority; SOX Section 404; GAAP
energy_trading | dispatch_award | dispatch_award_id | Dispatch Award ID | BIGINT |  |  |  | Unique surrogate identifier for each dispatch award record in the Silver layer lakehouse. Primary key for the dispatch_award data product. Entity role: TRANSACTION_HEADER — represents a discrete RTO/ISO market clearing event awarding a generation unit a scheduled MW commitment for a specific market interval. | FERC Market-Based Rate Authority; NERC Reliability Standards | TRUE
energy_trading | dispatch_award | dispatch_instruction_timestamp | Dispatch Instruction Timestamp | TIMESTAMP |  |  |  | The precise date and time (in ISO 8601 format with timezone offset) at which the RTO/ISO issued the dispatch instruction or schedule award to the generation unit operator. This is the principal business event timestamp for the transaction. Used for real-time operations coordination with SCADA/EMS and for FERC compliance audit trails. Format: yyyy-MM-ddTHH:mm:ss.SSSXXX. | FERC Order 888; NERC BAL-002; NERC EOP-011
energy_trading | dispatch_award | economic_max_mw | Economic Maximum Operating Point (MW) | DECIMAL(12,4) |  |  |  | The maximum Megawatt (MW) output level at which the generation unit can operate economically, as submitted in the unit's market offer and recognized in this dispatch award. Defines the upper bound of the unit's dispatchable operating range. Used by the RTO/ISO dispatch algorithm and SCADA/EMS for real-time control. | FERC Order 888; RTO/ISO Market Tariff; NERC BAL-002
energy_trading | dispatch_award | economic_min_mw | Economic Minimum Operating Point (MW) | DECIMAL(12,4) |  |  |  | The minimum Megawatt (MW) output level at which the generation unit can operate economically, as submitted in the unit's market offer and recognized in this dispatch award. Defines the lower bound of the unit's dispatchable operating range. Used by the RTO/ISO dispatch algorithm and SCADA/EMS for real-time control. | FERC Order 888; RTO/ISO Market Tariff; NERC BAL-002
energy_trading | dispatch_award | ems_dispatch_confirmation_code | Energy Management System (EMS) Dispatch Confirmation ID | STRING |  |  |  | The confirmation or acknowledgment identifier generated by the ABB or GE Energy Management System (EMS) when the dispatch instruction was received and confirmed for execution. Provides the audit trail linking the market award to the real-time SCADA/EMS dispatch execution record. Used for operations coordination and post-event reliability analysis. | NERC BAL-002; NERC EOP-011; FERC Order 888 |  | TRUE | EMS (Energy Management System) is an external operational system. This is a confirmation ID from the EMS system, not a FK to an internal table. It's an external system reference identifier.
energy_trading | dispatch_award | fuel_type | Generation Fuel Type | STRING |  |  |  | The primary fuel type used by the generation unit for this dispatch award. Drives heat rate calculations, fuel cost recovery (Fuel Adjustment Clause / FAC), emissions reporting to EPA, and RPS compliance tracking. [ENUM-REF-CANDIDATE: NATURAL_GAS¦COAL¦NUCLEAR¦HYDRO¦WIND¦SOLAR¦OIL¦BIOMASS¦GEOTHERMAL¦STORAGE¦CHP — promote to reference product] | EPA GHG Reporting Rule 40 CFR Part 98; FERC EQR; DOE EIA-860
energy_trading | dispatch_award | generation_technology | Generation Technology Type | STRING |  |  |  | The generation technology classification of the dispatched unit. CT = Combustion Turbine; CC = Combined Cycle; STEAM = steam turbine (coal/gas/nuclear); HYDRO = hydroelectric; WIND = wind turbine; SOLAR_PV = photovoltaic; SOLAR_THERMAL = concentrating solar; STORAGE = battery or pumped hydro storage. Used for IRP resource adequacy modeling and FERC EQR reporting. [ENUM-REF-CANDIDATE: CT¦CC¦STEAM¦NUCLEAR¦HYDRO¦WIND¦SOLAR_PV¦SOLAR_THERMAL¦STORAGE¦CHP¦GEOTHERMAL — promote to reference product] | FERC EQR Reporting; DOE EIA-860; NERC Reliability Standards
energy_trading | dispatch_award | ghg_emissions_rate_lbs_per_mwh | Greenhouse Gas (GHG) Emissions Rate (lbs per MWh) | DECIMAL(10,4) |  |  |  | The greenhouse gas (GHG) CO2-equivalent emissions rate in pounds per Megawatt-Hour (lbs/MWh) for the generation unit at this dispatch level. Used for EPA GHG compliance reporting, state environmental regulatory filings, and corporate sustainability accounting. Null for zero-emission resources. | EPA GHG Reporting Rule 40 CFR Part 98; EPA Clean Air Act; DOE EIA-923
energy_trading | dispatch_award | heat_rate_btu_per_kwh | Heat Rate (BTU per kWh) | DECIMAL(10,2) |  |  |  | The thermal efficiency of the generation unit expressed as British Thermal Units (BTU) consumed per kilowatt-hour (kWh) of electricity generated, as applicable to this dispatch award. Used for fuel cost calculation, Fuel Adjustment Clause (FAC) recovery, EPA GHG emissions estimation, and IRP resource modeling. Applicable to thermal units; null for renewables. | EPA GHG Reporting Rule 40 CFR Part 98; FERC EQR; DOE EIA-923
energy_trading | dispatch_award | interval_duration_minutes | Dispatch Interval Duration (Minutes) | INT |  |  |  | Duration of the dispatch interval in minutes. Typical values are 5 (RTM five-minute dispatch), 15 (15-minute market), or 60 (DAM hourly schedule). Drives MW-to-MWh energy quantity calculations for settlement and generation accounting. | FERC Order 888; RTO/ISO Market Tariff
energy_trading | dispatch_award | interval_end_timestamp | Dispatch Interval End Timestamp | TIMESTAMP |  |  |  | End date and time of the market dispatch interval for which the MW schedule is awarded. Defines the close of the operating window. For RTM typically 5 minutes after interval_start_timestamp; for DAM typically 60 minutes after. Format: yyyy-MM-ddTHH:mm:ss.SSSXXX. | FERC Order 888; RTO/ISO Market Tariff; NERC BAL-002
energy_trading | dispatch_award | interval_start_timestamp | Dispatch Interval Start Timestamp | TIMESTAMP |  |  |  | Start date and time of the market dispatch interval for which the MW schedule is awarded. For RTM this is typically a 5-minute interval; for DAM this is typically an hourly interval. Combined with interval_end_timestamp defines the precise operating window. Format: yyyy-MM-ddTHH:mm:ss.SSSXXX. | FERC Order 888; RTO/ISO Market Tariff; NERC BAL-002
energy_trading | dispatch_award | is_reliability_dispatch | Reliability Dispatch Indicator | BOOLEAN |  |  |  | Indicates whether this dispatch award was issued for reliability reasons (True) rather than economic dispatch (False). Reliability dispatches may occur outside normal market clearing to maintain grid stability per NERC reliability standards. Affects cost recovery treatment and FERC compliance reporting. | NERC BAL-002; NERC EOP-011; FERC Order 888
energy_trading | dispatch_award | is_renewable | Renewable Generation Indicator | BOOLEAN |  |  |  | Indicates whether the dispatched generation unit qualifies as a renewable resource (True) under applicable state Renewable Portfolio Standard (RPS) or federal definitions. Drives Renewable Energy Certificate (REC) tracking, RPS compliance reporting to state PUCs, and GHG emissions accounting. | State RPS Regulations; EPA GHG Reporting Rule; DOE REC Standards
energy_trading | dispatch_award | is_self_scheduled | Self-Scheduled Indicator | BOOLEAN |  |  |  | Indicates whether the generation unit was self-scheduled by the utility (True) rather than dispatched through the competitive market clearing process (False). Self-scheduled units are committed at the utility's discretion outside the RTO/ISO economic dispatch stack. Affects settlement treatment and FERC market-based rate reporting. | FERC Market-Based Rate Authority; RTO/ISO Market Tariff
energy_trading | dispatch_award | lmp_congestion_component_usd_per_mwh | LMP Congestion Component (USD per MWh) | DECIMAL(14,4) | confidential |  |  | The congestion component of the Locational Marginal Price (LMP) in USD/MWh, reflecting the cost of transmission constraints between the pricing node and the reference bus. Negative values indicate the node benefits from congestion. Critical for transmission planning and FERC OATT compliance analysis. | FERC Order 2000; FERC OATT; RTO/ISO Market Tariff
energy_trading | dispatch_award | lmp_energy_component_usd_per_mwh | LMP Energy Component (USD per MWh) | DECIMAL(14,4) | confidential |  |  | The energy component of the Locational Marginal Price (LMP) in USD/MWh, representing the system-wide marginal cost of energy at the reference bus. One of three LMP components (energy, congestion, loss) published by the RTO/ISO. Used for granular settlement analysis and IRP resource adequacy modeling. | FERC Order 2000; RTO/ISO OATT
energy_trading | dispatch_award | lmp_loss_component_usd_per_mwh | LMP Loss Component (USD per MWh) | DECIMAL(14,4) | confidential |  |  | The marginal loss component of the Locational Marginal Price (LMP) in USD/MWh, reflecting the incremental cost of transmission losses between the pricing node and the reference bus. Used for settlement reconciliation and transmission loss accounting per FERC OATT requirements. | FERC Order 2000; FERC OATT; RTO/ISO Market Tariff
energy_trading | dispatch_award | lmp_usd_per_mwh | Locational Marginal Price (LMP) (USD per MWh) | DECIMAL(14,4) | confidential |  |  | The Locational Marginal Price (LMP) in US Dollars per Megawatt-Hour ($/MWh) at the associated pricing node for this dispatch interval, as published by the RTO/ISO following market clearing. Composed of energy, congestion, and loss components. Primary settlement price for the awarded MW schedule. Sensitive market pricing data. | FERC Order 2000; FERC Order 888; RTO/ISO OATT; NERC Reliability Standards
energy_trading | dispatch_award | market_type | Energy Market Type | STRING |  | DAM¦RTM¦HASP¦RUC¦CAISO_15MIN |  | Identifies the wholesale energy market in which this dispatch award was cleared. DAM = Day-Ahead Market; RTM = Real-Time Market; HASP = Hour-Ahead Scheduling Process; RUC = Reliability Unit Commitment; CAISO_15MIN = 15-Minute Market. Determines settlement rules and pricing methodology applicable to the award. [ENUM-REF-CANDIDATE: DAM¦RTM¦HASP¦RUC¦CAISO_15MIN¦ELMP¦SCED — promote to reference product] | FERC Order 888; RTO/ISO Market Tariff; NERC BAL-002
energy_trading | dispatch_award | no_load_cost_usd_per_hr | No-Load Cost (USD per Hour) | DECIMAL(14,4) | confidential |  |  | The fixed operating cost in US Dollars per hour ($/hr) incurred to keep the generation unit synchronized and online at zero net output, as submitted in the market offer. Recovered through RTO/ISO no-load cost compensation. Sensitive commercial cost data used in IRP and FERC rate case filings. | FERC Order 888; RTO/ISO Market Tariff; FERC Market-Based Rate Authority
energy_trading | dispatch_award | operating_date | Operating Date | DATE |  |  |  | The calendar date (in the RTO/ISO operating day definition, typically midnight-to-midnight local prevailing time) on which this dispatch award is scheduled to be executed. Used for daily settlement reconciliation, IRP resource adequacy reporting, and FERC EQR filings. Format: yyyy-MM-dd. | FERC EQR Reporting; RTO/ISO Market Tariff; NERC Reliability Standards
energy_trading | dispatch_award | ramp_rate_down_mw_per_min | Ramp Rate Down (MW per Minute) | DECIMAL(10,4) |  |  |  | The maximum rate in Megawatts per minute (MW/min) at which the generation unit can decrease its output, as recognized in this dispatch award. Constrains how quickly the unit can respond to downward dispatch instructions. Used for SCADA/EMS real-time control and RTO/ISO reliability dispatch. | NERC BAL-002; NERC BAL-003; RTO/ISO Market Tariff
energy_trading | dispatch_award | ramp_rate_up_mw_per_min | Ramp Rate Up (MW per Minute) | DECIMAL(10,4) |  |  |  | The maximum rate in Megawatts per minute (MW/min) at which the generation unit can increase its output, as recognized in this dispatch award. Constrains how quickly the unit can respond to upward dispatch instructions from the RTO/ISO or SCADA/EMS. Critical for frequency regulation and ancillary services compliance. | NERC BAL-002; NERC BAL-003; RTO/ISO Market Tariff
energy_trading | dispatch_award | rec_quantity | Renewable Energy Certificate (REC) Quantity | DECIMAL(12,4) |  |  |  | The number of Renewable Energy Certificates (RECs) generated or associated with this dispatch award, where one REC represents one MWh of renewable electricity generation. Applicable only when is_renewable = True. Used for RPS compliance tracking, REC registry reporting, and state PUC regulatory filings. | State RPS Regulations; NERC GATS; EPA Green Power Partnership
energy_trading | dispatch_award | scheduled_mw | Scheduled Megawatt (MW) Output | DECIMAL(12,4) |  |  |  | The awarded generation output in Megawatts (MW) that the generation unit is scheduled to produce during the dispatch interval, as determined by the RTO/ISO market clearing engine. This is the primary quantitative fact of the dispatch award. Used for real-time SCADA/EMS dispatch execution, settlement, and NERC reliability compliance. | NERC BAL-002; FERC Order 888; RTO/ISO Market Tariff
energy_trading | dispatch_award | settlement_amount_usd | Settlement Amount (USD) | DECIMAL(16,2) | confidential |  |  | The gross settlement amount in US Dollars ($) for this dispatch award, calculated as scheduled_mw × (interval_duration_minutes / 60) × lmp_usd_per_mwh plus applicable start-up and no-load cost recovery. Represents the revenue or cost obligation for the awarded interval. Used for financial settlement reconciliation with the RTO/ISO and GAAP revenue recognition. | FERC Order 888; RTO/ISO Market Tariff; GAAP ASC 606
energy_trading | dispatch_award | startup_cost_usd | Start-Up Cost (USD) | DECIMAL(14,2) | confidential |  |  | The total start-up cost in US Dollars ($) associated with committing this generation unit for the dispatch award, as submitted in the market offer. Includes fuel, labor, and equipment costs incurred to bring the unit from cold/warm/hot standby to minimum load. Recovered through RTO/ISO start-up cost compensation mechanisms. Sensitive commercial cost data. | FERC Order 888; RTO/ISO Market Tariff; FERC Market-Based Rate Authority
energy_trading | dispatch_award | updated_timestamp | Record Updated Timestamp | TIMESTAMP |  |  |  | The date and time when this dispatch award record was last modified in the Silver layer lakehouse, such as when a revised dispatch instruction or settlement correction was applied. Used for change data capture, audit trails, and SOX compliance. Format: yyyy-MM-ddTHH:mm:ss.SSSXXX. | SOX Section 404; FERC Market-Based Rate Authority; GAAP
energy_trading | energy_bid | cost_center_id | Cost Center Id (Foreign Key) | BIGINT |  |  | finance.cost_center.cost_center_id | Foreign key linking to finance.cost_center. Business justification: Bidding activity is managed by trading/scheduling departments with budget accountability. Cost center enables tracking of bid strategy costs, market participation expenses, and departmental performanc | Internal - LLM Generated Cross-Domain Link
energy_trading | energy_bid | demand_response_program_id | Demand Response (DR) Program ID | BIGINT |  |  | market.demand_response_program.demand_response_program_id | Reference to the Demand Response (DR) or Demand-Side Management (DSM) program under which this bid is submitted, if applicable. Links demand response curtailment offers to the specific program enrollment. Null for supply-side bids. Supports DR program performance tracking and FERC Order 745 compliance. | FERC Order 745; State PUC DR Program Rules
energy_trading | energy_bid | generating_unit_id |  | BIGINT |  |  | generation.generating_unit.generating_unit_id | FK to generation.generating_unit.generating_unit_id — Links wholesale market bids to physical generation units — required for bid-to-dispatch reconciliation, market settlement verification, and generation portfolio optimization.
energy_trading | energy_bid | master_id | Asset Master Id (Foreign Key) | BIGINT |  |  | asset.master.master_id | Foreign key linking to asset.asset_master. Business justification: Energy bids for specific generation assets require linkage to validate bid parameters against asset technical capabilities (ramp rates, min/max MW), coordinate with planned maintenance outages, and re | Internal - LLM Generated Cross-Domain Link
energy_trading | energy_bid | participant_registration_id | Market Participant ID | BIGINT |  |  | market.participant_registration.participant_registration_id | Reference to the internal market participant or counterparty entity submitting this bid. Represents the utility's registered market participant identity with the RTO/ISO. Fulfills the PARTY_REFERENCE category for this TRANSACTION_HEADER. | FERC Market-Based Rate Authority; RTO/ISO Tariff
energy_trading | energy_bid | ppa_contract_id | Power Purchase Agreement (PPA) Contract ID | BIGINT |  |  | market.ppa_contract.ppa_contract_id | Reference to the Power Purchase Agreement (PPA) contract under which this bid is submitted, if applicable. Links the bid to a specific bilateral contract position. Null for bids not associated with a PPA. Supports IRP resource adequacy analysis and contract position tracking. | FERC Market-Based Rate Authority; GAAP ASC 842
energy_trading | energy_bid | pricing_node_id | Pricing Node ID | BIGINT |  |  | market.pricing_node.pricing_node_id | Reference to the Locational Marginal Price (LMP) pricing node or bus at which this bid is submitted. Pricing nodes are defined by the RTO/ISO and determine the applicable LMP for settlement. Links to the pricing node reference product. | FERC Order 888; RTO/ISO OATT
energy_trading | energy_bid | resource_generating_unit_id | Resource ID | BIGINT |  |  | generation.generating_unit.generating_unit_id | Reference to the generating unit, load resource, or virtual resource associated with this bid. Links to the asset or resource master record (e.g., a generation unit registered with the RTO/ISO). Serves as the PARTY_REFERENCE / resource reference for this transaction. | NERC Reliability Standards; FERC Order 2222
energy_trading | energy_bid | ancillary_service_type | Ancillary Service Type | STRING |  | regulation_up¦regulation_down¦spinning_reserve¦non_spinning_reserve¦supplemental_reserve |  | Specifies the type of ancillary service being offered when bid_type = 'ancillary'. Null for non-ancillary bids. Values align with RTO/ISO ancillary service product definitions (e.g., regulation up/down, spinning reserve, non-spinning reserve). [ENUM-REF-CANDIDATE: regulation_up¦regulation_down¦spinning_reserve¦non_spinning_reserve¦supplemental_reserve¦voltage_support¦black_start — promote to reference product] | FERC Order 888; NERC BAL-001; RTO/ISO Tariff
energy_trading | energy_bid | bid_curve_segment_count | Bid Curve Segment Count | INT |  |  |  | The number of price-quantity segments in the bid curve for this offer. Most RTO/ISO markets allow multi-segment step-function bids (e.g., up to 10 segments in PJM). A value of 1 indicates a single-price, single-quantity bid. Used to understand bid complexity and for validation against market rules. | RTO/ISO Market Tariff; FERC Order 719
energy_trading | energy_bid | bid_price_per_mwh | Bid Price per Megawatt-Hour (MWh) | DECIMAL(10,4) | confidential |  |  | The offer or bid price in US dollars per Megawatt-Hour ($/MWh) for the first or single segment of the bid curve. For multi-segment bids, this represents the marginal cost or price at the first step. Confidential as it reflects the utility's internal cost and pricing strategy. Core MONETARY_TRIPLET / QUANTITATIVE_RESULT field for this transaction. | FERC Market-Based Rate Authority; RTO/ISO Tariff
energy_trading | energy_bid | bid_quantity_mw | Bid Quantity in Megawatts (MW) | DECIMAL(10,3) |  |  |  | The total quantity of energy or capacity offered or bid in Megawatts (MW) for this bid record. For supply offers, this is the maximum generation capacity offered. For demand bids, this is the load reduction or consumption quantity. Core quantitative field for market scheduling and settlement. | FERC Order 888; RTO/ISO Market Tariff; NERC Reliability Standards
energy_trading | energy_bid | bid_reference_number | Bid Reference Number | STRING |  |  |  | Externally-known bid or offer identifier assigned by the RTO/ISO upon submission. Used to correlate internal records with the market operator's confirmation and settlement systems (e.g., MISO, PJM, CAISO bid ID). This is the BUSINESS_IDENTIFIER category field for this TRANSACTION_HEADER entity. | FERC Order 888; RTO/ISO Market Tariff Rules
energy_trading | energy_bid | bid_status | Bid Status | STRING |  | submitted¦accepted¦rejected¦partially_accepted¦withdrawn¦expired |  | Current lifecycle state of the bid as returned by the RTO/ISO or tracked internally. 'submitted' = sent to market operator; 'accepted' = cleared by the market; 'rejected' = not accepted by the market operator; 'partially_accepted' = portion of bid quantity cleared; 'withdrawn' = retracted before market close; 'expired' = submission window closed without action. This is the LIFECYCLE_STATUS category field for this TRANSACTION_HEADER entity. | FERC Order 888; RTO/ISO Market Tariff
energy_trading | energy_bid | bid_type | Bid Type | STRING |  | energy¦ancillary¦capacity¦virtual¦demand_response |  | Classifies the nature of the bid or offer submitted to the market. 'energy' = standard energy supply or demand bid; 'ancillary' = ancillary services (regulation, spinning reserve, etc.); 'capacity' = capacity market obligation; 'virtual' = virtual transaction (INC/DEC/UTC — note: virtual bids may warrant a dedicated product at ECM scope); 'demand_response' = Demand Response (DR) curtailment offer. [ENUM-REF-CANDIDATE: energy¦ancillary¦capacity¦virtual¦demand_response¦export¦import — promote to reference product] | FERC Order 745; FERC Order 719; RTO/ISO Market Tariff
energy_trading | energy_bid | bid_version | Bid Version Number | INT |  |  |  | Sequential version number of the bid, incremented each time the bid is amended or resubmitted prior to market close. Version 1 is the original submission. Used to track bid revisions and ensure the latest version is used for settlement and reporting. | RTO/ISO Market Tariff; FERC Record Retention Requirements
energy_trading | energy_bid | capacity_market_obligation_mw | Capacity Market Obligation in Megawatts (MW) | DECIMAL(10,3) |  |  |  | The capacity obligation in Megawatts (MW) associated with this bid in the capacity market (e.g., PJM RPM, MISO Planning Resource Auction). Represents the committed capacity the resource must provide to meet resource adequacy requirements. Null for non-capacity bids. | FERC Order 888; RTO/ISO Capacity Market Tariff; NERC Resource Adequacy Standards
energy_trading | energy_bid | cleared_price_per_mwh | Cleared Price per Megawatt-Hour (MWh) | DECIMAL(10,4) | confidential |  |  | The Locational Marginal Price (LMP) or market clearing price in $/MWh at which this bid was settled by the RTO/ISO. Populated after market clearing results are received. Used for revenue calculation and settlement reconciliation. Confidential as it reflects market settlement financials. | FERC Order 888; RTO/ISO LMP Settlement Rules
energy_trading | energy_bid | cleared_quantity_mw | Cleared Quantity in Megawatts (MW) | DECIMAL(10,3) |  |  |  | The quantity of energy or capacity in Megawatts (MW) that was accepted and cleared by the RTO/ISO market. May be less than bid_quantity_mw for partially accepted bids. Null if the bid was rejected or not yet processed. Used for settlement reconciliation and dispatch scheduling. | FERC Order 888; RTO/ISO Market Tariff
energy_trading | energy_bid | created_timestamp | Record Created Timestamp | TIMESTAMP |  |  |  | Timestamp when this energy bid record was first created in the internal system (Silver Layer). Represents the RECORD_AUDIT_CREATED category. May differ from submission_timestamp if the bid was staged internally before submission. | SOX Section 404; FERC Record Retention Requirements
energy_trading | energy_bid | energy_bid_id | Energy Bid ID | BIGINT |  |  |  | Unique surrogate identifier for each energy bid or offer record submitted to an RTO/ISO market. Serves as the primary key for the energy_bid data product in the Silver Layer lakehouse. | FERC Market-Based Rate Authority; NERC Reliability Standards | TRUE
energy_trading | energy_bid | fuel_type | Fuel Type | STRING |  |  |  | The primary fuel or energy source type of the generating resource associated with this bid. Used for regulatory reporting (EPA, DOE), Renewable Portfolio Standard (RPS) compliance tracking, and Greenhouse Gas (GHG) emissions accounting. [ENUM-REF-CANDIDATE: natural_gas¦coal¦nuclear¦hydro¦wind¦solar¦oil¦storage¦geothermal¦biomass¦other — promote to reference product] | EPA Clean Air Act; DOE EIA Reporting; RPS Compliance
energy_trading | energy_bid | interval_end_timestamp | Interval End Timestamp | TIMESTAMP |  |  |  | Precise end timestamp of the bid interval. Used with interval_start_timestamp to define the exact scheduling window for sub-hourly market intervals. Null for standard hourly bids where operating_hour is sufficient. | FERC Order 825; RTO/ISO Market Tariff
energy_trading | energy_bid | interval_start_timestamp | Interval Start Timestamp | TIMESTAMP |  |  |  | Precise start timestamp of the bid interval, supporting sub-hourly (e.g., 5-minute or 15-minute) market intervals used in RTM and some ancillary service markets. Provides finer granularity than operating_hour for real-time and sub-hourly market participation. | FERC Order 825 (5-minute settlement); RTO/ISO Market Tariff
energy_trading | energy_bid | lmp_congestion_component | Locational Marginal Price (LMP) Congestion Component | DECIMAL(10,4) | confidential |  |  | The congestion component of the Locational Marginal Price (LMP) in $/MWh, reflecting transmission congestion costs at the pricing node. A negative value indicates the node benefits from congestion (sink node). Used for transmission planning and congestion cost analysis. | FERC Order 888; RTO/ISO LMP Decomposition Rules
energy_trading | energy_bid | lmp_energy_component | Locational Marginal Price (LMP) Energy Component | DECIMAL(10,4) | confidential |  |  | The energy component of the Locational Marginal Price (LMP) in $/MWh, representing the system marginal cost of energy at the pricing node. LMP is decomposed into energy, congestion, and loss components per FERC and RTO/ISO settlement rules. Used for granular settlement analysis and IRP cost modeling. | FERC Order 888; RTO/ISO LMP Decomposition Rules
energy_trading | energy_bid | lmp_loss_component | Locational Marginal Price (LMP) Loss Component | DECIMAL(10,4) | confidential |  |  | The marginal loss component of the Locational Marginal Price (LMP) in $/MWh, reflecting the cost of transmission losses at the pricing node. Used with energy and congestion components to reconcile total LMP for settlement and cost allocation. | FERC Order 888; RTO/ISO LMP Decomposition Rules
energy_trading | energy_bid | market_submission_deadline | Market Submission Deadline Timestamp | TIMESTAMP |  |  |  | The RTO/ISO-defined deadline timestamp by which bids must be submitted for the target operating date and market type. Used to assess whether the bid was submitted on time and for compliance monitoring against market participation rules. | RTO/ISO Market Tariff; FERC Order 888
energy_trading | energy_bid | market_type | Market Type (DAM/RTM) | STRING |  | DAM¦RTM |  | Identifies whether this bid was submitted to the Day-Ahead Market (DAM) or Real-Time Market (RTM). DAM bids are submitted the prior day for next-day scheduling; RTM bids are submitted for the current operating hour or interval. Core classification for market settlement and reporting. | FERC Order 888; RTO/ISO Market Tariff
energy_trading | energy_bid | maximum_capacity_mw | Maximum Capacity in Megawatts (MW) | DECIMAL(10,3) |  |  |  | The maximum generation or load capacity in Megawatts (MW) available for this bid. Represents the upper physical limit of the resource's capability for the bid interval. Must not exceed the resource's registered capacity with the RTO/ISO. | NERC Reliability Standards; RTO/ISO Market Tariff
energy_trading | energy_bid | minimum_load_mw | Minimum Load in Megawatts (MW) | DECIMAL(10,3) |  |  |  | The minimum generation output in Megawatts (MW) that the resource must operate at if committed by the market. Reflects the physical operating constraint of the generating unit (e.g., minimum stable load for a thermal unit). Used in unit commitment optimization and market clearing algorithms. | NERC Reliability Standards; RTO/ISO Market Tariff
energy_trading | energy_bid | must_run_flag | Must-Run Flag | BOOLEAN |  |  |  | Indicates whether the resource associated with this bid has a must-run designation (True), meaning it must be dispatched for reliability or contractual reasons regardless of economic merit. Must-run status affects market clearing and settlement treatment by the RTO/ISO. | NERC Reliability Standards; RTO/ISO Market Tariff
energy_trading | energy_bid | no_load_cost_usd_per_hr | No-Load Cost (USD per Hour) | DECIMAL(10,2) | confidential |  |  | The fixed operating cost in US dollars per hour incurred when the generating unit is online but producing at zero or minimum output. Submitted as part of the bid for unit commitment cost optimization by the RTO/ISO. Confidential as it reflects internal cost structure. | FERC Order 719; RTO/ISO Market Tariff
energy_trading | energy_bid | notes | Bid Notes | STRING |  |  |  | Free-text field for operational notes, comments, or annotations related to this bid. May include reasons for bid amendments, special dispatch instructions, or coordination notes with the RTO/ISO or internal trading desk. Not used for structured data. | Internal Market Operations Policy
energy_trading | energy_bid | operating_date | Operating Date | DATE |  |  |  | The calendar date for which the energy bid is intended to deliver or consume energy. For DAM bids, this is the next-day operating date. For RTM bids, this is the current operating date. Used for scheduling, settlement, and regulatory reporting alignment. | FERC Order 888; RTO/ISO Market Tariff
energy_trading | energy_bid | operating_hour | Operating Hour | INT |  |  |  | The hour-ending (HE) or hour-beginning (HB) interval of the operating date for which this bid applies. Expressed as an integer 1–24 (or 0–23 depending on RTO/ISO convention). Used in conjunction with operating_date to identify the specific scheduling interval. | RTO/ISO Market Tariff; NERC Reliability Standards
energy_trading | energy_bid | ramp_rate_mw_per_min | Ramp Rate in Megawatts per Minute (MW/min) | DECIMAL(8,3) |  |  |  | The rate at which the generating resource can increase or decrease output, expressed in Megawatts per minute (MW/min). Submitted as part of the bid to inform the RTO/ISO's unit commitment and dispatch optimization. Critical for ancillary service eligibility and real-time dispatch. | NERC BAL-001; RTO/ISO Market Tariff
energy_trading | energy_bid | rec_eligible_flag | Renewable Energy Certificate (REC) Eligible Flag | BOOLEAN |  |  |  | Indicates whether the energy associated with this bid is eligible to generate Renewable Energy Certificates (RECs) under applicable state Renewable Portfolio Standard (RPS) programs. True for qualifying renewable resources (wind, solar, hydro, etc.). Used for RPS compliance tracking and REC inventory management. | State RPS Regulations; DOE REC Tracking Standards
energy_trading | energy_bid | rejection_reason_code | Rejection Reason Code | STRING |  |  |  | The reason code or message returned by the RTO/ISO when a bid is rejected or partially accepted. Null for accepted bids. Used for operational troubleshooting, bid strategy refinement, and regulatory compliance review. Values are RTO/ISO-specific and may vary by market operator. | RTO/ISO Market Tariff; FERC Market-Based Rate Authority
energy_trading | energy_bid | rto_confirmation_number | RTO/ISO Confirmation Number | STRING |  |  |  | The confirmation or acknowledgment number returned by the RTO/ISO system upon successful receipt of the bid submission. Serves as the external system receipt reference for audit and dispute resolution purposes. | FERC Order 888; RTO/ISO Market Tariff
energy_trading | energy_bid | rto_iso_code | Regional Transmission Organization / Independent System Operator (RTO/ISO) Code | STRING |  |  |  | Code identifying the Regional Transmission Organization (RTO) or Independent System Operator (ISO) to which this bid was submitted. Determines the applicable market rules, tariff, and settlement procedures. Essential for multi-RTO utilities operating across market boundaries. [ENUM-REF-CANDIDATE: PJM¦MISO¦CAISO¦NYISO¦ISONE¦SPP¦ERCOT — 7 candidates stripped; promote to reference product] | FERC Order 888; FERC Order 2000; OATT
energy_trading | energy_bid | self_schedule_flag | Self-Schedule Flag | BOOLEAN |  |  |  | Indicates whether this bid is a self-schedule (True) or an economic bid (False). Self-schedules are submitted at a price that ensures dispatch regardless of market clearing price (e.g., must-run or must-take resources such as nuclear or contracted renewables). Economic bids compete on price in the market. | FERC Order 888; RTO/ISO Market Tariff
energy_trading | energy_bid | settlement_amount_usd | Settlement Amount (USD) | DECIMAL(14,2) | confidential |  |  | The calculated settlement value in US dollars for this bid, derived from cleared_quantity_mw multiplied by cleared_price_per_mwh for the interval. Represents the financial obligation or revenue for this bid record. Confidential as it reflects wholesale market financial exposure. Supports FERC market-based rate reporting and revenue management. | FERC Order 888; GAAP ASC 606; SOX Section 404
energy_trading | energy_bid | startup_cost_usd | Startup Cost (USD) | DECIMAL(12,2) | confidential |  |  | The cost in US dollars to start up the generating unit from cold, warm, or hot state, as submitted in the bid. Used by the RTO/ISO in unit commitment optimization to determine the economic dispatch order. Confidential as it reflects internal cost structure. | FERC Order 719; RTO/ISO Market Tariff
energy_trading | energy_bid | submission_timestamp | Bid Submission Timestamp | TIMESTAMP |  |  |  | The date and time when the bid or offer was submitted to the RTO/ISO market system. Represents the principal real-world business event time (BUSINESS_EVENT_TIMESTAMP category). Stored in ISO 8601 format with timezone offset. Critical for market deadline compliance and audit trail. | FERC Order 888; RTO/ISO Market Tariff
energy_trading | energy_bid | updated_timestamp | Record Updated Timestamp | TIMESTAMP |  |  |  | Timestamp when this energy bid record was last modified in the internal system. Represents the RECORD_AUDIT_UPDATED category. Tracks amendments, status updates, or corrections applied after initial creation. | SOX Section 404; FERC Record Retention Requirements
energy_trading | lmp_price | lmp_pricing_node_id |  | BIGINT | internal |  | market.pricing_node.pricing_node_id | FK to market.pricing_node
energy_trading | lmp_price | primary_lmp_pricing_node_id | Pricing Node (PNode) ID | BIGINT |  |  | market.pricing_node.pricing_node_id | Reference identifier for the pricing node (pnode) at which the LMP is published by the RTO/ISO. A pnode represents a specific electrical bus or aggregation point on the transmission grid where energy prices are calculated. Used to join to the pnode master reference for geographic and network context. | FERC OATT; RTO/ISO Tariff
energy_trading | lmp_price | congestion_component_per_mwh | LMP Congestion Component ($/MWh) | DECIMAL(18,6) | confidential |  |  | The congestion component of the LMP in US dollars per megawatt-hour ($/MWh), reflecting the cost of transmission congestion at this pricing node relative to the reference bus. A positive value indicates the node is import-constrained; a negative value indicates export-constrained. Critical for transmission congestion management and FTR/CRR hedging analysis. | FERC OATT; FERC Order 888; RTO/ISO Tariff
energy_trading | lmp_price | congestion_direction | Congestion Direction | STRING |  | IMPORT¦EXPORT¦UNCONSTRAINED |  | Indicates the direction of transmission congestion affecting this pricing node: IMPORT (node is import-constrained, positive congestion component), EXPORT (node is export-constrained, negative congestion component), or UNCONSTRAINED (no binding transmission constraint). Supports FTR/CRR portfolio management and transmission congestion hedging strategy. | FERC OATT; FERC Order 888
energy_trading | lmp_price | control_area_code | Control Area Code | STRING |  |  |  | Code identifying the Balancing Authority Area (BAA) or control area within which this pricing node is located, as defined by NERC. Used for inter-area settlement, OATT compliance reporting, and NERC reliability reporting. | NERC Reliability Standards; FERC OATT
energy_trading | lmp_price | created_timestamp | Record Created Timestamp | TIMESTAMP |  |  |  | The date and time when this LMP price record was first ingested and created in the Databricks silver layer data product, in ISO 8601 format (yyyy-MM-ddTHH:mm:ss.SSSXXX). Supports data lineage, audit trail, and ETL pipeline monitoring. | SOX Section 404; FERC Market-Based Rate Authority
energy_trading | lmp_price | currency_code | Currency Code (ISO 4217) | STRING |  | USD¦CAD |  | Three-letter ISO 4217 currency code for the LMP price values (e.g., USD for US Dollar, CAD for Canadian Dollar for cross-border markets). Ensures unambiguous interpretation of all monetary price components in multi-currency market contexts. | ISO 4217; FERC OATT
energy_trading | lmp_price | data_feed_code | Market Data Feed Code | STRING |  |  |  | Code identifying the specific RTO/ISO data feed, API endpoint, or file type from which this LMP record was sourced (e.g., PJM_DA_LMP, CAISO_RTM_LMP_5MIN). Supports data lineage tracking, feed monitoring, and troubleshooting of price data gaps or anomalies. | FERC OATT; RTO/ISO Tariff
energy_trading | lmp_price | energy_component_per_mwh | LMP Energy Component ($/MWh) | DECIMAL(18,6) | confidential |  |  | The energy component of the LMP in US dollars per megawatt-hour ($/MWh), representing the system-wide marginal cost of energy at the reference bus. This component is uniform across all nodes in the market and reflects the cost of the marginal generating unit dispatched to serve load. | FERC OATT; FERC Order 888; RTO/ISO Tariff
energy_trading | lmp_price | interval_duration_minutes | Settlement Interval Duration (Minutes) | INT |  |  |  | Duration of the settlement interval in minutes (e.g., 60 for hourly DAM, 5 for RTM 5-minute intervals, 15 for 15-minute RTM intervals). Enables correct MWh energy quantity calculations when multiplying power (MW) by interval duration. | FERC OATT; RTO/ISO Tariff
energy_trading | lmp_price | interval_end_timestamp | Settlement Interval End Timestamp | TIMESTAMP |  |  |  | The end date and time of the settlement interval for which this LMP is applicable, in ISO 8601 format with timezone offset (yyyy-MM-ddTHH:mm:ss.SSSXXX). Together with interval_start_timestamp, defines the precise settlement window. Used to validate interval completeness and detect gaps in price data. | FERC OATT; RTO/ISO Tariff
energy_trading | lmp_price | interval_start_timestamp | Settlement Interval Start Timestamp | TIMESTAMP |  |  |  | The start date and time of the settlement interval for which this LMP is applicable, in ISO 8601 format with timezone offset (yyyy-MM-ddTHH:mm:ss.SSSXXX). For DAM, this is typically the top of the hour; for RTM, this may be a 5-minute or 15-minute interval start. Foundational for interval-level settlement and congestion analysis. | FERC OATT; RTO/ISO Tariff; NERC Reliability Standards
energy_trading | lmp_price | is_binding_constraint | Binding Constraint Indicator | BOOLEAN |  |  |  | Indicates whether a transmission constraint was binding during this settlement interval at or affecting this pricing node (True = binding constraint active; False = no binding constraint). A binding constraint causes non-zero congestion component values and is critical for transmission congestion management and FTR/CRR settlement analysis. | FERC OATT; NERC Reliability Standards
energy_trading | lmp_price | is_holiday | Holiday Indicator | BOOLEAN |  |  |  | Indicates whether the operating date falls on a recognized market holiday as defined by the RTO/ISO or applicable tariff (True = holiday; False = non-holiday). Holiday periods typically follow off-peak pricing rules and affect demand response program eligibility and TOU rate calculations. | FERC OATT; RTO/ISO Tariff
energy_trading | lmp_price | is_price_cap_applied | Price Cap Applied Indicator | BOOLEAN |  |  |  | Indicates whether the RTO/ISO applied a market price cap or floor to this LMP during the settlement interval (True = price cap or floor was applied; False = price cleared within normal bounds). Price caps are regulatory limits set by FERC to prevent market manipulation. Relevant for settlement dispute analysis and regulatory reporting. | FERC Order 719; FERC Market-Based Rate Authority; RTO/ISO Tariff
energy_trading | lmp_price | lmp_price_id | Locational Marginal Price (LMP) Record ID | BIGINT |  |  |  | Unique surrogate identifier for each LMP price record in the silver layer. Primary key for the lmp_price data product. Entity role: TRANSACTION_HEADER — represents a discrete published price event from the RTO/ISO for a specific pricing node and settlement interval. | FERC Market-Based Rate Authority; NERC Reliability Standards | TRUE
energy_trading | lmp_price | lmp_total_per_mwh | Locational Marginal Price (LMP) Total ($/MWh) | DECIMAL(18,6) | confidential |  |  | The total Locational Marginal Price (LMP) in US dollars per megawatt-hour ($/MWh) for this pricing node and settlement interval, as published by the RTO/ISO. Equals the sum of the energy component, congestion component, and loss component. The primary price used for wholesale energy settlement calculations. | FERC OATT; FERC Order 888; RTO/ISO Tariff
energy_trading | lmp_price | lmp_version | LMP Data Version | STRING |  |  |  | Version label or identifier assigned by the RTO/ISO to distinguish between different published versions of LMP data for the same operating interval (e.g., 'v1', 'v2', or a timestamp-based version string). Used alongside revision_number to uniquely identify the authoritative price record for settlement and audit purposes. | FERC OATT; RTO/ISO Tariff
energy_trading | lmp_price | load_zone_code | Load Zone Code | STRING |  |  |  | The RTO/ISO-defined load zone or pricing zone code to which this pricing node belongs. Load zones aggregate individual bus nodes for zonal settlement and load-serving entity (LSE) obligations. Used for zonal LMP analysis, capacity market obligations, and TOU rate design. | FERC OATT; RTO/ISO Tariff
energy_trading | lmp_price | loss_component_per_mwh | LMP Loss Component ($/MWh) | DECIMAL(18,6) | confidential |  |  | The marginal loss component of the LMP in US dollars per megawatt-hour ($/MWh), representing the cost of marginal transmission losses at this pricing node relative to the reference bus. Reflects the incremental cost of delivering an additional MWh to this node accounting for line losses. | FERC OATT; FERC Order 888; RTO/ISO Tariff
energy_trading | lmp_price | market_day | Market Day | DATE |  |  |  | The market operating day (yyyy-MM-dd) as defined by the RTO/ISO, which may differ from the calendar date for intervals near midnight due to market day boundary conventions. Used for market settlement period alignment and day-ahead vs. real-time reconciliation. | FERC OATT; RTO/ISO Tariff
energy_trading | lmp_price | market_type | Market Type (DAM/RTM) | STRING |  | DAM¦RTM |  | Identifies whether this LMP was published in the Day-Ahead Market (DAM) or the Real-Time Market (RTM). DAM prices are forward-looking hourly prices cleared the day before delivery; RTM prices are five-minute or hourly prices cleared during the operating hour. Critical for settlement calculations and hedging analysis. | FERC Order 888; FERC OATT; RTO/ISO Tariff
energy_trading | lmp_price | operating_date | Operating Date | DATE |  |  |  | The calendar date (yyyy-MM-dd) of the operating day to which this LMP belongs. Used for daily aggregation, settlement period alignment, and day-ahead vs. real-time comparison reporting. Derived from interval_start_timestamp but stored explicitly for query performance. | FERC OATT; RTO/ISO Tariff
energy_trading | lmp_price | operating_hour | Operating Hour (HE) | INT |  |  |  | The hour ending (HE) of the operating day (1–24) to which this settlement interval belongs. Standard RTO/ISO convention for identifying the delivery hour. Used for hourly aggregation, TOU rate alignment, and peak/off-peak classification. | FERC OATT; RTO/ISO Tariff
energy_trading | lmp_price | peak_period_type | Peak Period Type | STRING |  | ON_PEAK¦OFF_PEAK¦SUPER_PEAK¦SHOULDER |  | Classification of the settlement interval into a peak period category based on the applicable tariff or market definition: ON_PEAK (high-demand hours, typically weekday daytime), OFF_PEAK (low-demand hours, nights and weekends), SUPER_PEAK (highest demand hours for CPP or TOU rates), or SHOULDER (transitional hours). Used for TOU rate analysis, demand response program evaluation, and IRP resource adequacy studies. | FERC OATT; PUC Tariff; RTO/ISO Tariff
energy_trading | lmp_price | price_cap_type | Price Cap Type | STRING |  | OFFER_CAP¦PRICE_FLOOR¦SCARCITY_PRICING¦NONE |  | Type of price cap or floor applied to this LMP when is_price_cap_applied is True. OFFER_CAP indicates the offer cap was binding; PRICE_FLOOR indicates the minimum price floor was applied; SCARCITY_PRICING indicates emergency scarcity pricing was triggered; NONE indicates no cap was applied. Used for market monitoring and regulatory reporting to FERC. | FERC Order 719; FERC Market-Based Rate Authority
energy_trading | lmp_price | price_quality_flag | Price Data Quality Flag | STRING |  | VALID¦SUSPECT¦INVALID¦ESTIMATED¦MISSING |  | Data quality indicator for this LMP record as assessed by the utility's market data management or EMS platform. VALID = price passed all validation checks; SUSPECT = price flagged for review due to anomalous value; INVALID = price failed validation and should not be used for settlement; ESTIMATED = price was estimated due to missing source data; MISSING = no price was received for this interval. | FERC Market-Based Rate Authority; RTO/ISO Tariff
energy_trading | lmp_price | price_status | LMP Price Status | STRING |  | FINAL¦PRELIMINARY¦REVISED¦ESTIMATED |  | Lifecycle status of this LMP price record indicating its settlement finality. PRELIMINARY prices are published shortly after the interval; FINAL prices are the binding settlement values after RTO/ISO validation; REVISED prices reflect corrections to previously published values; ESTIMATED prices are used when actual data is unavailable. Drives which records are used in financial settlement. | FERC OATT; RTO/ISO Tariff
energy_trading | lmp_price | publish_timestamp | LMP Publish Timestamp | TIMESTAMP |  |  |  | The date and time when the RTO/ISO officially published or released this LMP price record, in ISO 8601 format (yyyy-MM-ddTHH:mm:ss.SSSXXX). Represents the business event time of price publication. Used to track data latency, validate timeliness of price feeds, and support audit trails for settlement disputes. | FERC OATT; RTO/ISO Tariff
energy_trading | lmp_price | revision_number | Price Revision Number | INT |  |  |  | Sequential revision number assigned by the RTO/ISO or the utility's MDMS/market system to track successive corrections to a published LMP for the same pnode and interval. A value of 0 or 1 indicates the initial publication; higher values indicate subsequent revisions. Used to identify the most current authoritative price for settlement. | FERC OATT; RTO/ISO Tariff
energy_trading | lmp_price | rto_iso_code | Regional Transmission Organization / Independent System Operator (RTO/ISO) Code | STRING |  |  |  | Code identifying the Regional Transmission Organization (RTO) or Independent System Operator (ISO) that published this LMP. Determines the market rules, settlement procedures, and tariff framework applicable to this price record. [ENUM-REF-CANDIDATE: PJM¦CAISO¦MISO¦NYISO¦ISONE¦ERCOT¦SPP — promote to reference product] | FERC Order 2000; FERC Market-Based Rate Authority
energy_trading | lmp_price | season_code | Season Code | STRING |  | SUMMER¦WINTER¦SPRING¦FALL |  | Seasonal classification of the operating date for this LMP record (SUMMER, WINTER, SPRING, FALL) based on the utility's or RTO/ISO's tariff-defined seasonal boundaries. Used for seasonal price analysis, capacity market seasonal obligations, and IRP resource adequacy modeling. | FERC OATT; PUC Tariff; RTO/ISO Tariff
energy_trading | lmp_price | settlement_period | Settlement Period | STRING |  | INITIAL¦FINAL¦RESETTLEMENT |  | Identifies the settlement billing period in which this LMP is used: INITIAL (first pass settlement shortly after the operating day), FINAL (binding settlement after all data is validated, typically 60 days post-operating day), or RESETTLEMENT (corrected settlement due to data errors or disputes). Determines which price version is used in financial settlement statements. | FERC OATT; RTO/ISO Tariff
energy_trading | lmp_price | source_system_record_code | Source System Record ID | STRING |  |  |  | The native record identifier assigned by the source RTO/ISO market system or the utility's market data management platform (e.g., ABB or GE Energy Management System, or the RTO/ISO API response record ID). Enables traceability back to the originating system for audit, reconciliation, and dispute resolution purposes. | FERC Market-Based Rate Authority; SOX Section 404 |  | TRUE | The 'source_system' prefix clearly indicates this is an external system identifier — the record ID as tracked in the RTO/ISO's market system. Not a FK to an internal table.
energy_trading | lmp_price | updated_timestamp | Record Updated Timestamp | TIMESTAMP |  |  |  | The date and time when this LMP price record was last modified in the Databricks silver layer, in ISO 8601 format (yyyy-MM-ddTHH:mm:ss.SSSXXX). Updated when price revisions, quality flag changes, or settlement period reclassifications are applied. Supports change tracking and audit compliance. | SOX Section 404; FERC Market-Based Rate Authority
energy_trading | market_zone | balancing_authority_participant_registration_id |  | BIGINT |  |  | market.participant_registration.participant_registration_id | Reference to the Balancing Authority responsible for maintaining load-resource balance and reliability in this zone.
energy_trading | market_zone | parent_market_zone_id |  | BIGINT | self_ref_fk |  | market.market_zone.market_zone_id | Self-referencing FK on market_zone (parent_market_zone_id)
energy_trading | market_zone | parent_zone_id |  | BIGINT |  |  | market.market_zone.market_zone_id | Reference to a parent or aggregate market zone if this zone is a sub-zone within a larger market area. Null for top-level zones.
energy_trading | market_zone | participant_registration_id |  | BIGINT |  |  | market.participant_registration.participant_registration_id | Reference to the primary Load Serving Entity responsible for serving load in this zone, if applicable.
energy_trading | market_zone | pricing_node_id |  | BIGINT |  |  | market.pricing_node.pricing_node_id | The specific pricing node or location identifier within the RTO/ISO system where Locational Marginal Price (LMP) is calculated for this zone.
energy_trading | market_zone | rto_iso_id |  | BIGINT |  |  | market.rto_iso.rto_iso_id | Reference to the RTO or ISO that administers this market zone (e.g., PJM, NYISO, CAISO, MISO, ISO-NE, SPP, ERCOT).
energy_trading | market_zone | ancillary_services_region |  | STRING |  |  |  | The ancillary services region this zone belongs to for procurement of regulation, spinning reserves, non-spinning reserves, and operating reserves.
energy_trading | market_zone | capacity_zone_flag |  | BOOLEAN |  |  |  | Indicates whether this zone participates in capacity market auctions and has capacity obligations (True) or is energy-only (False).
energy_trading | market_zone | congestion_frequency_score |  | DECIMAL(5,2) |  |  |  | Historical metric indicating the frequency of transmission congestion events in this zone, used for risk assessment and hedging strategy. Scale 0-100.
energy_trading | market_zone | created_timestamp |  | TIMESTAMP |  |  |  | Timestamp when this market zone record was first created in the system.
energy_trading | market_zone | day_ahead_market_flag |  | BOOLEAN |  |  |  | Indicates whether this zone participates in day-ahead market operations (True) or is real-time only (False).
energy_trading | market_zone | effective_end_date |  | DATE |  |  |  | Date when this market zone definition ceased to be effective, if applicable. Null for currently active zones.
energy_trading | market_zone | effective_start_date |  | DATE |  |  |  | Date when this market zone definition became effective and began being used for market operations and settlement.
energy_trading | market_zone | external_zone_reference |  | STRING |  |  |  | External reference code or identifier used by the RTO/ISO or other market systems to identify this zone in data exchanges and settlement files.
energy_trading | market_zone | financial_transmission_rights_flag |  | BOOLEAN |  |  |  | Indicates whether Financial Transmission Rights or Congestion Revenue Rights are available for hedging congestion costs in this zone (True/False).
energy_trading | market_zone | geographic_boundary |  | STRING |  |  |  | Textual description of the geographic boundaries of this market zone, including states, counties, or transmission substations that define the zone perimeter.
energy_trading | market_zone | installed_capacity_mw |  | DECIMAL(12,3) |  |  |  | Total installed generation capacity within this zone in megawatts, representing the aggregate nameplate capacity of all generation resources.
energy_trading | market_zone | last_updated_timestamp |  | TIMESTAMP |  |  |  | Timestamp when this market zone record was most recently modified.
energy_trading | market_zone | lmp_calculation_method |  | STRING |  |  |  | Method used to calculate the Locational Marginal Price for this zone: nodal (specific location), zonal (area average), hub average (multiple node average), or weighted average (load-weighted).
energy_trading | market_zone | loss_factor |  | DECIMAL(8,6) |  |  |  | Average transmission loss factor applied to energy transactions in this zone, representing the percentage of energy lost in transmission (e.g., 0.02 for 2% loss).
energy_trading | market_zone | market_participant_count |  | INT |  |  |  | Number of registered market participants (generators, load serving entities, traders) actively transacting in this zone.
energy_trading | market_zone | market_zone_id | Market Zone Identifier | BIGINT |  |  |  | Primary key for market_zone |  | TRUE
energy_trading | market_zone | notes |  | STRING |  |  |  | Additional notes, comments, or special instructions related to this market zone, including operational considerations or historical context.
energy_trading | market_zone | peak_load_mw |  | DECIMAL(12,3) |  |  |  | Historical or forecasted peak load for this zone in megawatts, used for capacity planning and resource adequacy assessments.
energy_trading | market_zone | real_time_market_flag |  | BOOLEAN |  |  |  | Indicates whether this zone participates in real-time market operations (True) or is day-ahead only (False).
energy_trading | market_zone | renewable_energy_zone_flag |  | BOOLEAN |  |  |  | Indicates whether this zone is designated as a Renewable Energy Zone with special interconnection or transmission rules for renewable generation (True/False).
energy_trading | market_zone | reserve_margin_percent |  | DECIMAL(5,2) |  |  |  | Required planning reserve margin for this zone expressed as a percentage above peak load, mandated by the RTO/ISO or reliability coordinator.
energy_trading | market_zone | settlement_interval_minutes |  | INT |  |  |  | Standard settlement interval duration in minutes for this zone (typically 5, 15, or 60 minutes depending on RTO/ISO rules).
energy_trading | market_zone | status |  | STRING |  |  |  | Current operational status of the market zone: active (currently in use), inactive (temporarily suspended), pending (awaiting activation), or retired (permanently decommissioned).
energy_trading | market_zone | time_zone |  | STRING |  |  |  | Standard time zone abbreviation for this market zone (e.g., EST, CST, PST, MST) used for scheduling and settlement timestamps.
energy_trading | market_zone | transmission_constraint_area |  | STRING |  |  |  | Identifier for the transmission constraint area or congestion zone that this market zone belongs to, used for managing grid congestion and calculating congestion charges.
energy_trading | market_zone | voltage_level_kv |  | DECIMAL(8,2) |  |  |  | Primary transmission voltage level in kilovolts for this market zone (e.g., 138, 230, 345, 500 kV).
energy_trading | market_zone | zone_code |  | STRING |  |  |  | Externally-recognized unique code for the market zone as defined by the RTO/ISO (e.g., ZONE_A, PJM_WEST, NYISO_J). Used in market bids, schedules, and settlement reports.
energy_trading | market_zone | zone_name |  | STRING |  |  |  | Human-readable name of the market zone (e.g., Western Hub, New York City, Northern Illinois).
energy_trading | market_zone | zone_type |  | STRING |  |  |  | Classification of the market zone indicating its primary function: load zone (demand aggregation), generation zone (supply aggregation), hub (pricing node), interface (interconnection point), or aggregate (composite zone).
energy_trading | participant_registration | ancillary_services_authorized | Ancillary Services Authorization Flag | BOOLEAN |  |  |  | Indicates whether the utility is authorized to offer ancillary services (regulation, spinning reserve, non-spinning reserve, reactive power) in the RTO/ISO market under this registration. | FERC Market-Based Rate Authority; NERC Reliability Standards; RTO/ISO Tariff
energy_trading | participant_registration | capacity_market_authorized | Capacity Market Authorization Flag | BOOLEAN |  |  |  | Indicates whether the utility is authorized to participate in the capacity market (e.g., PJM RPM, MISO Planning Resource Auction) under this registration. True if authorized for capacity obligations and auctions. | FERC Market-Based Rate Authority; RTO/ISO Tariff; NERC Resource Adequacy Standards
energy_trading | participant_registration | collateral_requirement_usd | Market Collateral Requirement (USD) | DECIMAL(18,2) | confidential |  |  | The total collateral amount in US dollars required by the RTO/ISO to cover the utility's market exposure under this registration. Determined by the RTO/ISO based on credit rating, market activity, and unsecured credit limits. | RTO/ISO Tariff; FERC Market-Based Rate Authority
energy_trading | participant_registration | created_timestamp | Record Created Timestamp | TIMESTAMP |  |  |  | The timestamp when this participant registration record was first created in the data platform. Supports audit trail, data lineage, and Silver Layer record management. | SOX Section 404; FERC Record Retention Requirements
energy_trading | participant_registration | credit_rating | Credit Rating | STRING | confidential |  |  | The credit rating assigned by the credit rating agency to the utility entity for purposes of satisfying RTO/ISO collateral and credit requirements. Determines unsecured credit limits and collateral posting obligations in the market. | RTO/ISO Tariff; FERC Market-Based Rate Authority
energy_trading | participant_registration | credit_rating_agency | Credit Rating Agency | STRING |  | Moody's¦S&P¦Fitch¦DBRS¦Kroll |  | The credit rating agency that issued the credit rating used to satisfy the RTO/ISO credit and collateral requirements for market participation. RTO/ISOs require participants to demonstrate creditworthiness. | RTO/ISO Tariff; FERC Market-Based Rate Authority
energy_trading | participant_registration | dam_authorized | Day-Ahead Market (DAM) Authorization Flag | BOOLEAN |  |  |  | Indicates whether the utility is authorized to submit bids and offers in the Day-Ahead Market (DAM) under this registration. Supports scheduling and financial settlement for next-day energy positions. | FERC Market-Based Rate Authority; RTO/ISO Tariff
energy_trading | participant_registration | dba_name | Doing Business As (DBA) Name | STRING |  |  |  | Trade name or doing-business-as name used by the utility in market operations, if different from the legal entity name. May appear on market communications and RTO/ISO portals. | FERC Market-Based Rate Authority
energy_trading | participant_registration | effective_date | Registration Effective Date | DATE |  |  |  | The date on which the market participant registration became effective and the utility was authorized to participate in the RTO/ISO market. Aligns with the RTO/ISO acceptance date and FERC authorization. | FERC Market-Based Rate Authority; RTO/ISO Tariff
energy_trading | participant_registration | energy_market_authorized | Energy Market Authorization Flag | BOOLEAN |  |  |  | Indicates whether the utility is authorized to participate in the energy market (Day-Ahead Market and Real-Time Market) under this registration. True if authorized for energy bids and offers. | FERC Market-Based Rate Authority; RTO/ISO Tariff
energy_trading | participant_registration | ferc_mbr_authorization_date | FERC Market-Based Rate (MBR) Authorization Date | DATE |  |  |  | The date on which FERC granted market-based rate authority to the utility under the referenced docket number. Establishes the legal basis for wholesale energy market participation. | FERC Market-Based Rate Authority; 18 CFR Part 35
energy_trading | participant_registration | ferc_mbr_docket_number | FERC Market-Based Rate (MBR) Docket Number | STRING | confidential | '^ER[0-9]{2}-[0-9]+-[0-9]+$ |  | The Federal Energy Regulatory Commission docket number associated with the utility's market-based rate authorization. Format follows FERC docket numbering convention (e.g., ER22-1234-000). Required for FERC compliance, rate case management, and regulatory reporting. | FERC Market-Based Rate Authority; 18 CFR Part 35
energy_trading | participant_registration | ferc_mbr_expiration_date | FERC Market-Based Rate (MBR) Authorization Expiration Date | DATE |  |  |  | The date on which the FERC market-based rate authorization expires and must be renewed. Null if the authorization is indefinite. Supports regulatory compliance monitoring and renewal workflow triggers. | FERC Market-Based Rate Authority; 18 CFR Part 35
energy_trading | participant_registration | ftr_authorized | Financial Transmission Right (FTR) Authorization Flag | BOOLEAN |  |  |  | Indicates whether the utility is authorized to hold and trade Financial Transmission Rights (FTRs) in the RTO/ISO market under this registration. FTRs are used to hedge against congestion costs in LMP-based markets. | FERC Market-Based Rate Authority; OATT; RTO/ISO Tariff
energy_trading | participant_registration | irp_resource_adequacy_flag | Integrated Resource Plan (IRP) Resource Adequacy Flag | BOOLEAN |  |  |  | Indicates whether this market participant registration is associated with resource adequacy obligations under the utility's Integrated Resource Plan (IRP). True if the registration supports IRP-tracked capacity commitments. | State PUC IRP Requirements; NERC Resource Adequacy Standards
energy_trading | participant_registration | last_amended_date | Registration Last Amended Date | DATE |  |  |  | The date on which the market participant registration was most recently amended or updated with the RTO/ISO or FERC. Tracks the currency of the registration and triggers compliance review workflows. | FERC Market-Based Rate Authority; RTO/ISO Tariff
energy_trading | participant_registration | legal_entity_name | Legal Entity Name | STRING | confidential |  |  | The full legal name of the utility entity as registered with the RTO/ISO and on file with FERC. Must match the name on the FERC market-based rate authorization and RTO/ISO membership agreement. | FERC Market-Based Rate Authority; FERC Form 1
energy_trading | participant_registration | lse_load_zone | Load-Serving Entity (LSE) Load Zone | STRING |  |  |  | The RTO/ISO-designated load zone associated with the utility's load-serving entity registration. Determines the applicable zonal LMP for load settlement and capacity market obligations. Applicable when participant_type includes load_serving_entity. | FERC Order 2000; RTO/ISO Tariff; OATT
energy_trading | participant_registration | market_region | Market Region | STRING |  |  |  | The geographic market region or zone within the RTO/ISO footprint where the utility is registered to participate (e.g., PJM-WEST, MISO-Central, CAISO-NP15). Relevant for Locational Marginal Price (LMP) settlement and capacity market zone assignments. | FERC Order 2000; RTO/ISO Tariff; OATT
energy_trading | participant_registration | membership_agreement_date | RTO/ISO Membership Agreement Date | DATE |  |  |  | The date on which the utility executed the RTO/ISO membership or participation agreement. Establishes the contractual start of the market relationship. | RTO/ISO Tariff; FERC Market-Based Rate Authority
energy_trading | participant_registration | membership_agreement_number | RTO/ISO Membership Agreement Number | STRING | confidential |  |  | The agreement or contract number assigned by the RTO/ISO for the utility's membership or participation agreement. Serves as the binding contractual reference for market participation rights and obligations. | RTO/ISO Tariff; FERC Market-Based Rate Authority
energy_trading | participant_registration | nerc_function_codes | NERC Registered Function Codes | STRING |  |  |  | Comma-separated list of NERC functional entity registration codes applicable to this participant (e.g., BA=Balancing Authority, TO=Transmission Owner, GO=Generator Owner, LSE=Load-Serving Entity, DP=Distribution Provider). Supports NERC compliance reporting and reliability standard applicability determination. | NERC Rules of Procedure; NERC Reliability Standards
energy_trading | participant_registration | nerc_registered_entity_code | NERC Registered Entity ID | STRING | confidential |  |  | The unique identifier assigned by the North American Electric Reliability Corporation (NERC) to the utility as a registered reliability entity (e.g., Transmission Operator, Balancing Authority, Generator Operator). Links market participation to NERC reliability compliance obligations. | NERC Rules of Procedure; NERC Reliability Standards |  | TRUE | NERC registered entity ID is an external identifier assigned by the North American Electric Reliability Corporation. This is a regulatory registration number, not a FK to an internal table.
energy_trading | participant_registration | oatt_filing_date | Open Access Transmission Tariff (OATT) Filing Date | DATE |  |  |  | The date on which the utility filed its Open Access Transmission Tariff (OATT) with FERC, establishing the terms and conditions for transmission service. Relevant for transmission owner registrations. | FERC Order 888; FERC Order 890; 18 CFR Part 35
energy_trading | participant_registration | participant_registration_id | Participant Registration ID | BIGINT |  |  |  | Unique surrogate identifier for each market participant registration record in the Silver Layer lakehouse. Serves as the primary key for this entity. | FERC Market-Based Rate Authority | TRUE
energy_trading | participant_registration | participant_type | Market Participant Type | STRING |  | load_serving_entity¦generator_owner¦transmission_owner¦marketer¦power_marketer¦distribution_utility |  | Classification of the utility's role in the wholesale energy market as registered with the RTO/ISO. Determines which market products and services the participant is authorized to transact. [ENUM-REF-CANDIDATE: load_serving_entity¦generator_owner¦transmission_owner¦marketer¦power_marketer¦distribution_utility¦combined_utility — promote to reference product] | FERC Market-Based Rate Authority; OATT; RTO/ISO Tariff
energy_trading | participant_registration | primary_contact_email | Primary Market Contact Email | STRING | confidential | '^[a-zA-Z0-9._%+\-]+@[a-zA-Z0-9.\-]+\.[a-zA-Z]{2,}$ |  | Email address of the primary contact person responsible for market operations and RTO/ISO communications under this registration. Used for regulatory correspondence, market notices, and settlement dispute communications. | FERC Market-Based Rate Authority; RTO/ISO Tariff
energy_trading | participant_registration | primary_contact_name | Primary Market Contact Name | STRING | confidential |  |  | Full name of the primary contact person at the utility responsible for market operations and RTO/ISO communications under this registration. Used for regulatory correspondence and RTO/ISO notifications. | FERC Market-Based Rate Authority; RTO/ISO Tariff
energy_trading | participant_registration | primary_contact_phone | Primary Market Contact Phone | STRING | confidential | '^\+?[0-9\-\s().]{7,20}$ |  | Phone number of the primary contact person responsible for market operations and RTO/ISO communications under this registration. | FERC Market-Based Rate Authority; RTO/ISO Tariff
energy_trading | participant_registration | rec_tracking_program | Renewable Energy Certificate (REC) Tracking Program | STRING |  |  |  | The REC tracking registry or program in which the utility is enrolled under this market registration for tracking and retiring Renewable Energy Certificates (RECs) to demonstrate RPS compliance (e.g., GATS, M-RETS, WREGIS, NEPOOL GIS). [ENUM-REF-CANDIDATE: GATS¦MRETS¦WREGIS¦NEPOOL-GIS¦PJM-GATS¦ERCOT-REC¦NAR — 7 candidates stripped; promote to reference product] | State PUC RPS Regulations; DOE Renewable Energy Standards; EPA Green Power Partnership
energy_trading | participant_registration | registration_notes | Registration Notes | STRING |  |  |  | Free-text field for capturing supplementary information about the market participant registration, including special conditions, regulatory caveats, pending amendments, or operational notes relevant to market compliance and operations. | FERC Market-Based Rate Authority
energy_trading | participant_registration | registration_status | Market Participant Registration Status | STRING |  | active¦suspended¦terminated¦pending¦under_review |  | Current lifecycle status of the market participant registration with the RTO/ISO. Active indicates full market participation rights; suspended indicates temporary restriction; terminated indicates the registration has been withdrawn or revoked. | FERC Market-Based Rate Authority; RTO/ISO Tariff
energy_trading | participant_registration | regulatory_contact_email | Regulatory Affairs Contact Email | STRING | confidential | '^[a-zA-Z0-9._%+\-]+@[a-zA-Z0-9.\-]+\.[a-zA-Z]{2,}$ |  | Email address of the regulatory affairs contact responsible for FERC filings and compliance activities associated with this market registration. | FERC Market-Based Rate Authority; 18 CFR Part 35
energy_trading | participant_registration | regulatory_contact_name | Regulatory Affairs Contact Name | STRING | confidential |  |  | Full name of the regulatory affairs contact responsible for FERC filings, rate case management, and PUC compliance activities associated with this market registration. May differ from the primary market operations contact. | FERC Market-Based Rate Authority; 18 CFR Part 35
energy_trading | participant_registration | rps_compliance_flag | Renewable Portfolio Standard (RPS) Compliance Flag | BOOLEAN |  |  |  | Indicates whether this market participant registration is associated with Renewable Portfolio Standard (RPS) compliance activities, including Renewable Energy Certificate (REC) tracking and procurement. | State PUC RPS Regulations; DOE Renewable Energy Standards
energy_trading | participant_registration | rtm_authorized | Real-Time Market (RTM) Authorization Flag | BOOLEAN |  |  |  | Indicates whether the utility is authorized to participate in the Real-Time Market (RTM) under this registration. Supports real-time dispatch, imbalance settlement, and deviation management. | FERC Market-Based Rate Authority; RTO/ISO Tariff
energy_trading | participant_registration | rto_iso_code | RTO/ISO Market Code | STRING |  |  |  | Standardized short code identifying the Regional Transmission Organization or Independent System Operator with which this registration is held. Used as a denormalized reference for reporting and filtering without requiring a join to the RTO/ISO reference table. [ENUM-REF-CANDIDATE: PJM¦MISO¦CAISO¦ERCOT¦NYISO¦ISO-NE¦SPP — 7 candidates stripped; promote to reference product] | FERC Order 2000; NERC Reliability Standards
energy_trading | participant_registration | rto_iso_participant_code | RTO/ISO-Assigned Participant ID | STRING | confidential |  |  | The unique participant identifier assigned by the specific RTO/ISO to the utility as a registered market participant. This is the externally-known business identifier used in all market communications, bid submissions, and settlement statements with the RTO/ISO (e.g., PJM participant ID, CAISO SCID). Essential for FERC compliance and market operations. | FERC Market-Based Rate Authority; RTO/ISO Tariff |  | TRUE | This is the participant identifier assigned by the RTO/ISO — an external system reference code, not a FK to an internal table. The utility stores this to cross-reference with the RTO/ISO's records.
energy_trading | participant_registration | state_jurisdiction | State Regulatory Jurisdiction | STRING |  |  |  | The U.S. state(s) in which the utility holds a Certificate of Public Convenience and Necessity (CPCN) and is subject to state Public Utility Commission (PUC) jurisdiction. Relevant for aligning market participation with state-level regulatory obligations and IRP requirements. | State PUC Regulations; NARUC Guidelines
energy_trading | participant_registration | termination_date | Registration Termination Date | DATE |  |  |  | The date on which the market participant registration was terminated or is scheduled to terminate. Null for active, open-ended registrations. Used for historical tracking and FERC compliance reporting. | FERC Market-Based Rate Authority; RTO/ISO Tariff
energy_trading | participant_registration | unsecured_credit_limit_usd | Unsecured Credit Limit (USD) | DECIMAL(18,2) | confidential |  |  | The maximum unsecured credit limit in US dollars extended by the RTO/ISO to the utility under this registration, based on credit rating and financial standing. Amounts above this limit require collateral posting. | RTO/ISO Tariff; FERC Market-Based Rate Authority
energy_trading | participant_registration | updated_timestamp | Record Updated Timestamp | TIMESTAMP |  |  |  | The timestamp when this participant registration record was most recently updated in the data platform. Supports change tracking, audit trail, and incremental data processing in the Databricks Silver Layer. | SOX Section 404; FERC Record Retention Requirements
energy_trading | participant_registration | virtual_bidding_authorized | Virtual Bidding Authorization Flag | BOOLEAN |  |  |  | Indicates whether the utility is authorized to submit virtual bids (increment offers / decrement bids) in the Day-Ahead Market under this registration. Virtual bidding is used for financial arbitrage between DAM and RTM prices. | FERC Market-Based Rate Authority; RTO/ISO Tariff
energy_trading | ppa_contract | approval_commission_order_id | Approval Commission Order Id (Foreign Key) | BIGINT |  |  | regulatory.commission_order.commission_order_id | Foreign key linking to regulatory.commission_order. Business justification: PPAs approved via commission orders. Links power purchase agreements to their regulatory approval orders for authorization tracking and compliance verification. | Internal - LLM Generated Cross-Domain Link
energy_trading | ppa_contract | cost_center_id | Cost Center Id (Foreign Key) | BIGINT |  |  | finance.cost_center.cost_center_id | Foreign key linking to finance.cost_center. Business justification: PPAs are managed by specific business units (generation group, wholesale trading desk) with P&L responsibility. Cost center assignment enables profitability analysis, budget tracking, and performance | Internal - LLM Generated Cross-Domain Link
energy_trading | ppa_contract | cost_recovery_mechanism_id | Cost Recovery Mechanism Id (Foreign Key) | BIGINT |  |  | regulatory.cost_recovery_mechanism.cost_recovery_mechanism_id | Foreign key linking to regulatory.cost_recovery_mechanism. Business justification: PPA costs recovered through purchased power cost adjustment mechanisms. Links specific power purchase agreements to their regulatory cost recovery riders for tariff rate calculation. | Internal - LLM Generated Cross-Domain Link
energy_trading | ppa_contract | generating_unit_id | Generation Resource ID | BIGINT |  |  | generation.generating_unit.generating_unit_id | Reference to the specific generation asset or resource (power plant, renewable facility, or DER portfolio) that is the source of energy supply under this Power Purchase Agreement. Applicable for unit-contingent and tolling contracts. | NERC Resource Adequacy Standards; FERC Market-Based Rate Authority
energy_trading | ppa_contract | gl_account_id | Gl Account Id (Foreign Key) | BIGINT |  |  | finance.gl_account.gl_account_id | Foreign key linking to finance.gl_account. Business justification: PPA revenue and expense must post to specific GL accounts for FERC Form 1 reporting and GAAP financial statements. Essential for revenue recognition, expense matching, and regulatory compliance in uti | Internal - LLM Generated Cross-Domain Link
energy_trading | ppa_contract | interconnection_request_id | Interconnection Agreement ID | BIGINT |  |  | transmission.interconnection_request.interconnection_request_id | Reference to the FERC-filed interconnection agreement governing the physical grid connection of the contracted generation resource. Required for unit-contingent and tolling PPAs. | FERC Order 2003; OATT
energy_trading | ppa_contract | irp_portfolio_id | Integrated Resource Plan (IRP) Portfolio ID | BIGINT |  |  | regulatory.irp_portfolio.irp_portfolio_id | Reference to the Integrated Resource Plan (IRP) resource portfolio to which this Power Purchase Agreement is assigned. Supports IRP resource adequacy analysis and long-term supply planning. | State PUC IRP Requirements; NARUC IRP Guidelines
energy_trading | ppa_contract | rate_case_id | Rate Case Id (Foreign Key) | BIGINT |  |  | regulatory.rate_case.rate_case_id | Foreign key linking to regulatory.rate_case. Business justification: PPA costs are major components of utility rate cases for cost recovery. Links wholesale power purchase agreements to rate proceedings for revenue requirement determination and tariff approval. | Internal - LLM Generated Cross-Domain Link
energy_trading | ppa_contract | regulatory_docket_id | Regulatory Docket Id (Foreign Key) | BIGINT |  |  | regulatory.docket.docket_id | Foreign key linking to regulatory.docket. Business justification: Power purchase agreements require regulatory approval and oversight. Links PPA to its regulatory proceeding for approval tracking, prudency review, and cost recovery authorization in utility operation | Internal - LLM Generated Cross-Domain Link
energy_trading | ppa_contract | vendor_id | Vendor Id (Foreign Key) | BIGINT |  |  | supply.vendor.vendor_id | Foreign key linking to supply.vendor. Business justification: PPAs for generation services often executed with vendors who provide equipment, O&M, or tolling services. Links contract management to vendor performance evaluation, insurance tracking, and consolidat | Internal - LLM Generated Cross-Domain Link
energy_trading | ppa_contract | wholesale_counterparty_id | Counterparty ID | BIGINT |  |  | market.wholesale_counterparty.wholesale_counterparty_id | Reference to the wholesale market counterparty (seller or buyer) that is party to this Power Purchase Agreement. Links to the market counterparty master record. | FERC Market-Based Rate Authority
energy_trading | ppa_contract | ancillary_services_included | Ancillary Services Included Flag | BOOLEAN |  |  |  | Indicates whether ancillary services (regulation, spinning reserve, non-spinning reserve, voltage support) are included in the scope of this Power Purchase Agreement in addition to energy and capacity. | FERC Order 888; NERC Reliability Standards
energy_trading | ppa_contract | annual_energy_mwh | Annual Contracted Energy Volume (MWh) — Megawatt-Hours | DECIMAL(18,3) | confidential |  |  | Expected annual energy delivery volume in Megawatt-Hours (MWh) under this Power Purchase Agreement. Used for annual budget planning, FAC (Fuel Adjustment Clause) forecasting, and regulatory reporting. | FERC Order 888; State PUC Regulatory Reporting
energy_trading | ppa_contract | billing_frequency | PPA Billing Frequency | STRING |  | monthly¦quarterly¦annual¦settlement_period |  | Frequency at which financial settlement invoices are generated under this Power Purchase Agreement. Drives integration with SAP S/4HANA accounts payable/receivable and billing cycles. | EEI Master Power Purchase and Sale Agreement; GAAP Revenue Recognition
energy_trading | ppa_contract | capacity_market_eligible | Capacity Market Eligibility Flag | BOOLEAN |  |  |  | Indicates whether the contracted resource qualifies for capacity market obligations under the applicable RTO/ISO capacity market (e.g., PJM RPM, MISO Planning Resource Auction). True if eligible; False if energy-only. | FERC Order 888; NERC Resource Adequacy Standards
energy_trading | ppa_contract | capacity_price_per_mw_month | Capacity Price per Megawatt (MW) per Month | DECIMAL(12,4) | confidential |  |  | Contracted capacity payment in USD per MW per month for capacity-inclusive Power Purchase Agreements. Reflects the resource adequacy value of the contracted capacity. Null for energy-only contracts. | FERC Order 888; NERC Resource Adequacy Standards
energy_trading | ppa_contract | contract_name | PPA Contract Name | STRING | confidential |  |  | Human-readable descriptive name of the Power Purchase Agreement, typically including the counterparty name and project name (e.g., 'Sunrise Solar Farm PPA'). Used in reporting, dashboards, and regulatory filings. | FERC Market-Based Rate Authority
energy_trading | ppa_contract | contract_number | PPA Contract Number | STRING | confidential |  |  | Externally-known alphanumeric identifier assigned to the Power Purchase Agreement, used in counterparty communications, FERC filings, and ERP contract management. Sourced from SAP S/4HANA contract management module. | FERC Order 888; SAP S/4HANA Contract Management
energy_trading | ppa_contract | contract_status | PPA Contract Status | STRING |  | draft¦pending_approval¦active¦suspended¦terminated¦expired |  | Current lifecycle state of the Power Purchase Agreement. Draft indicates the contract is under negotiation; pending_approval awaits FERC or internal authorization; active means the contract is in force; suspended indicates a temporary halt; terminated reflects early cancellation; expired reflects natural end-of-term. | FERC Market-Based Rate Authority; EEI Master Power Purchase and Sale Agreement
energy_trading | ppa_contract | contract_term_years | PPA Contract Term (Years) | DECIMAL(5,2) |  |  |  | Total duration of the Power Purchase Agreement expressed in years. Used for IRP long-term resource planning, AFUDC (Allowance for Funds Used During Construction) calculations, and CAPEX amortization analysis. | FERC Order 888; GAAP ASC 842 Lease Accounting
energy_trading | ppa_contract | contract_type | PPA Contract Type | STRING | confidential | fixed_price¦index_linked¦tolling¦unit_contingent¦heat_rate |  | Classification of the Power Purchase Agreement by pricing and delivery structure. Fixed-price contracts lock in a set $/MWh rate; index-linked contracts float with market indices (e.g., LMP); tolling agreements grant the buyer dispatch rights over a generation asset; unit-contingent contracts tie delivery to a specific generating unit's output; heat-rate contracts price energy relative to a fuel heat rate. [ENUM-REF-CANDIDATE: fixed_price¦index_linked¦tolling¦unit_contingent¦heat_rate¦capacity_only — promote to reference product if additional types emerge] | FERC Order 888; EEI Master Power Purchase and Sale Agreement
energy_trading | ppa_contract | contracted_capacity_mw | Contracted Capacity (MW) — Megawatts | DECIMAL(12,3) | confidential |  |  | Maximum contracted generation capacity in Megawatts (MW) that the seller is obligated to make available under this Power Purchase Agreement. Used in NERC resource adequacy assessments and IRP capacity planning. | NERC Resource Adequacy Standards; FERC Order 888
energy_trading | ppa_contract | contracted_energy_mwh | Contracted Energy Volume (MWh) — Megawatt-Hours | DECIMAL(18,3) | confidential |  |  | Total contracted energy volume in Megawatt-Hours (MWh) over the full term of the Power Purchase Agreement. Used for long-term supply portfolio management and IRP resource adequacy analysis. | FERC Order 888; NERC Resource Adequacy Standards
energy_trading | ppa_contract | created_timestamp | Record Created Timestamp | TIMESTAMP |  |  |  | Timestamp when this Power Purchase Agreement record was first created in the data platform. Supports audit trail and data lineage tracking per SOX and FERC record-keeping requirements. | SOX Section 404; FERC Record-Keeping Requirements
energy_trading | ppa_contract | credit_support_amount | Credit Support Amount (USD) | DECIMAL(18,2) | confidential |  |  | Dollar value of credit support or collateral posted under this Power Purchase Agreement. Used for counterparty credit risk exposure monitoring and financial reporting. | FERC Credit Reform; EEI Master Power Purchase and Sale Agreement; SOX
energy_trading | ppa_contract | credit_support_type | Credit Support Type | STRING | confidential | none¦letter_of_credit¦cash_collateral¦parent_guarantee¦surety_bond |  | Type of credit support or collateral arrangement required under this Power Purchase Agreement to mitigate counterparty credit risk. Relevant for SOX financial risk management and FERC credit requirements. | FERC Credit Reform; EEI Master Power Purchase and Sale Agreement; SOX
energy_trading | ppa_contract | curtailment_rights | Curtailment Rights | STRING | confidential | none¦buyer_curtailment¦seller_curtailment¦mutual_curtailment |  | Specifies which party holds curtailment rights under the Power Purchase Agreement. Buyer curtailment allows the utility to reduce scheduled deliveries; seller curtailment allows the generator to reduce output; mutual curtailment permits either party. Relevant for Demand Response (DR) and grid reliability operations. | FERC Order 888; NERC Reliability Standards
energy_trading | ppa_contract | delivery_point | PPA Delivery Point | STRING |  |  |  | Named electrical delivery point or pricing node where energy is transferred under the Power Purchase Agreement (e.g., RTO/ISO hub, busbar, interconnection point). Aligns with LMP settlement nodes in the Day-Ahead Market (DAM) and Real-Time Market (RTM). | FERC Order 888; OATT (Open Access Transmission Tariff)
energy_trading | ppa_contract | effective_date | PPA Contract Effective Date | DATE | confidential |  |  | Calendar date on which the Power Purchase Agreement becomes legally binding and energy delivery obligations commence. Used in IRP resource adequacy analysis and long-term supply portfolio management. | FERC Order 888; NERC Resource Adequacy Standards
energy_trading | ppa_contract | energy_price_per_mwh | Energy Price per Megawatt-Hour (MWh) | DECIMAL(12,4) | confidential |  |  | Contracted energy price in USD per Megawatt-Hour (MWh) for fixed-price Power Purchase Agreements. For index-linked contracts, this represents the base or floor price. Null for tolling agreements where pricing is fuel-cost-based. | FERC Market-Based Rate Authority; EEI Master Power Purchase and Sale Agreement
energy_trading | ppa_contract | execution_date | PPA Contract Execution Date | DATE | confidential |  |  | Calendar date on which all parties signed and executed the Power Purchase Agreement. Distinct from the effective date; used for FERC filing timelines and contract audit trails. | FERC Order 888
energy_trading | ppa_contract | expiration_date | PPA Contract Expiration Date | DATE | confidential |  |  | Calendar date on which the Power Purchase Agreement term ends and delivery obligations cease. Nullable for evergreen or open-ended agreements. Critical for IRP long-term supply portfolio planning and contract renewal workflows. | FERC Order 888; NERC Resource Adequacy Standards
energy_trading | ppa_contract | ferc_docket_number | FERC Docket Number | STRING |  |  |  | FERC-assigned docket number for the regulatory filing associated with this Power Purchase Agreement. Used for tracking FERC market-based rate authority approvals and compliance reporting. | FERC Market-Based Rate Authority
energy_trading | ppa_contract | ferc_filing_status | FERC Filing Status | STRING |  | not_required¦pending¦filed¦accepted¦rejected |  | Current status of the FERC (Federal Energy Regulatory Commission) market-based rate authority filing associated with this Power Purchase Agreement. Tracks regulatory approval lifecycle for wholesale market transactions. | FERC Market-Based Rate Authority; FERC Order 888
energy_trading | ppa_contract | force_majeure_clause | Force Majeure Clause Flag | BOOLEAN | confidential |  |  | Indicates whether the Power Purchase Agreement includes a force majeure clause that excuses performance obligations under extraordinary circumstances (natural disasters, grid emergencies, regulatory actions). True if clause is present. | EEI Master Power Purchase and Sale Agreement; FERC Order 888
energy_trading | ppa_contract | fuel_type | Fuel Type / Generation Technology | STRING |  |  |  | Primary fuel or generation technology of the contracted resource. Used for Renewable Portfolio Standard (RPS) compliance tracking, GHG emissions reporting, and IRP resource mix analysis. [ENUM-REF-CANDIDATE: solar¦wind¦hydro¦nuclear¦natural_gas¦coal¦oil¦geothermal¦biomass¦storage¦other — promote to reference product] | EPA GHG Reporting Rule; State RPS Regulations; DOE Energy Information Administration
energy_trading | ppa_contract | is_renewable | Renewable Energy Flag | BOOLEAN |  |  |  | Indicates whether the contracted generation resource qualifies as renewable energy under applicable state Renewable Portfolio Standard (RPS) regulations. True if renewable; False if conventional. Drives REC (Renewable Energy Certificate) eligibility determination. | State RPS Regulations; DOE Renewable Energy Standards
energy_trading | ppa_contract | minimum_take_mwh | Minimum Take Obligation (MWh) — Megawatt-Hours | DECIMAL(18,3) | confidential |  |  | Minimum energy volume in Megawatt-Hours (MWh) that the buyer is contractually obligated to take or pay for during each contract period. Represents the take-or-pay floor for financial settlement purposes. | EEI Master Power Purchase and Sale Agreement; FERC Order 888
energy_trading | ppa_contract | nerc_region | NERC Reliability Region | STRING |  |  |  | NERC (North American Electric Reliability Corporation) reliability region in which the contracted generation resource is located. Used for NERC compliance reporting and resource adequacy assessments. [ENUM-REF-CANDIDATE: NPCC¦SERC¦RFC¦MRO¦WECC¦TRE¦FRCC — 7 candidates stripped; promote to reference product] | NERC Reliability Standards
energy_trading | ppa_contract | ppa_contract_id | Power Purchase Agreement (PPA) Contract ID | BIGINT |  |  |  | Unique surrogate identifier for the Power Purchase Agreement contract record in the wholesale energy market data product. Primary key for the ppa_contract entity. | FERC Market-Based Rate Authority | TRUE
energy_trading | ppa_contract | price_index_reference | Price Index Reference | STRING | confidential |  |  | Name or identifier of the market price index used for index-linked Power Purchase Agreements (e.g., Day-Ahead LMP at a specific hub, Henry Hub natural gas index, ICE power index). Null for fixed-price contracts. | FERC Market-Based Rate Authority; EEI Master Power Purchase and Sale Agreement
energy_trading | ppa_contract | project_name | Generation Project Name | STRING |  |  |  | Name of the generation project or facility that is the source of supply under this Power Purchase Agreement (e.g., 'Sunrise Solar Farm', 'Blue Ridge Wind Project'). Distinct from the contract name; identifies the physical asset. | FERC Market-Based Rate Authority; DOE Energy Information Administration
energy_trading | ppa_contract | puc_approval_date | State Public Utility Commission (PUC) Approval Date | DATE |  |  |  | Date on which the state Public Utility Commission (PUC) approved this Power Purchase Agreement. Null if approval is not required or not yet received. | State PUC Regulations; NARUC Guidelines
energy_trading | ppa_contract | puc_approval_required | State Public Utility Commission (PUC) Approval Required Flag | BOOLEAN |  |  |  | Indicates whether this Power Purchase Agreement requires approval from the state Public Utility Commission (PUC) before becoming effective. True if PUC approval is required; False if the contract is exempt from state regulatory review. | State PUC Regulations; NARUC Guidelines
energy_trading | ppa_contract | rec_bundled | Renewable Energy Certificate (REC) Bundled Flag | BOOLEAN |  |  |  | Indicates whether Renewable Energy Certificates (RECs) are bundled with the energy delivery under this Power Purchase Agreement. True if RECs transfer with energy; False if RECs are unbundled or retained by the seller. Critical for RPS compliance accounting. | State RPS Regulations; NERC GATS (Generation Attribute Tracking System)
energy_trading | ppa_contract | rec_quantity_annual | Annual Renewable Energy Certificate (REC) Quantity | DECIMAL(18,3) |  |  |  | Expected annual quantity of Renewable Energy Certificates (RECs) transferred under this Power Purchase Agreement when rec_bundled is True. Measured in MWh-equivalent RECs. Used for RPS compliance portfolio management. | State RPS Regulations; NERC GATS
energy_trading | ppa_contract | rto_iso_code | Regional Transmission Organization (RTO) / Independent System Operator (ISO) ID | BIGINT |  |  |  | Reference to the Regional Transmission Organization (RTO) or Independent System Operator (ISO) market in which this Power Purchase Agreement is settled (e.g., PJM, MISO, CAISO, ERCOT, SPP). Governs LMP settlement and market rules. | FERC Order 888; FERC Order 2000 |  | TRUE | [AUTO-COERCED-FINAL: LINK target 'market.rto_iso.rto_iso_id' is not a canonical product in this model — keeping as standalone column to avoid soft-accept of an invalid FK. alias=fmfl-final-sanitize] Links to the rto_iso table being created. PPA contracts operate within a specific RTO/ISO market — a direct and semantically aligned relationship.
energy_trading | ppa_contract | settlement_currency | Settlement Currency Code (ISO 4217) | STRING |  | '^[A-Z]{3}$ |  | ISO 4217 three-letter currency code for financial settlement of this Power Purchase Agreement (e.g., USD). Supports multi-currency contract management for cross-border PPAs. | ISO 4217 Currency Codes; FERC Market-Based Rate Authority
energy_trading | ppa_contract | state_jurisdiction | State Jurisdiction Code | STRING |  | '^[A-Z]{2}$ |  | Two-letter US state code identifying the primary regulatory jurisdiction governing this Power Purchase Agreement. Determines applicable PUC oversight, RPS requirements, and state-level reporting obligations. | State PUC Regulations; NARUC Guidelines
energy_trading | ppa_contract | termination_provisions | Termination Provisions | STRING | confidential |  |  | Description of early termination rights, notice periods, and termination payment obligations under the Power Purchase Agreement. Captures key contractual terms for legal and regulatory compliance review. | EEI Master Power Purchase and Sale Agreement; FERC Order 888
energy_trading | ppa_contract | updated_timestamp | Record Last Updated Timestamp | TIMESTAMP |  |  |  | Timestamp when this Power Purchase Agreement record was most recently modified in the data platform. Supports change tracking, audit trail, and data lineage per SOX and FERC record-keeping requirements. | SOX Section 404; FERC Record-Keeping Requirements
energy_trading | pricing_node | apnode_pricing_node_id | Aggregated Pricing Node (APNode) Identifier | STRING |  |  | market.pricing_node.pricing_node_id | The RTO/ISO-assigned identifier of the aggregated pricing node (APNode) that groups this generator bus node for scheduling and settlement purposes. APNodes are used in CAISO and similar markets to aggregate multiple generator buses under a single scheduling point. Null for non-generator-bus node types. | CAISO Tariff Section 27; FERC Market-Based Rate Authority
energy_trading | pricing_node | hub_node_id | Hub Node Identifier | STRING |  |  | market.pricing_node.pricing_node_id | The RTO/ISO-assigned identifier of the virtual trading hub node associated with this pricing node. Hub nodes (e.g., PJM Western Hub, CAISO NP15 Hub) serve as reference points for bilateral contract pricing and FTR settlement. Null for non-hub node types. | FERC OATT; RTO/ISO Tariff; CAISO Business Practice Manual
energy_trading | pricing_node | location_id | Asset Location Id (Foreign Key) | BIGINT |  |  | asset.location.location_id | Foreign key linking to asset.asset_location. Business justification: Pricing nodes at generation interconnection points or major substations must link to physical asset locations for LMP analysis, congestion cost allocation, transmission planning studies, and spatial c | Internal - LLM Generated Cross-Domain Link
energy_trading | pricing_node | ancillary_services_eligible | Ancillary Services Eligible Flag | BOOLEAN |  |  |  | Indicates whether this pricing node is eligible to provide ancillary services (regulation up/down, spinning reserve, non-spinning reserve, voltage support) in the RTO/ISO market. Used for ancillary services bid mapping and capacity obligation tracking. | FERC Order 888; NERC BAL-001; RTO/ISO Ancillary Services Tariff
energy_trading | pricing_node | bus_number | Electrical Bus Number | STRING |  |  |  | The electrical bus number in the transmission network model (power flow model) corresponding to this pricing node. Used in SCADA/EMS systems (ABB or GE Energy Management System) for state estimation, contingency analysis, and LMP decomposition into energy, congestion, and loss components. | IEEE Std 399; NERC MOD-032; ABB/GE EMS Network Model
energy_trading | pricing_node | capacity_market_zone | Capacity Market Zone | STRING |  |  |  | The capacity market zone or locational deliverability area (LDA) designation assigned by the RTO/ISO for capacity market obligations and auctions (e.g., PJM MAAC, EMAAC; NYISO Zone J; ISO-NE NEMA). Used for resource adequacy analysis in the IRP and capacity auction bid preparation. | FERC Order 888; PJM Manual 18; NYISO Installed Capacity Manual; ISO-NE Tariff
energy_trading | pricing_node | country_code | Country Code | STRING |  | '^[A-Z]{3}$ |  | ISO 3166-1 alpha-3 three-letter country code for the country in which this pricing node is located (e.g., USA, CAN, MEX). Relevant for cross-border interface nodes and international transmission interconnections. | ISO 3166-1 Alpha-3; FERC OATT; NERC Reliability Standards
energy_trading | pricing_node | dam_eligible | Day-Ahead Market (DAM) Eligible Flag | BOOLEAN |  |  |  | Indicates whether this pricing node is eligible for Day-Ahead Market (DAM) bid submission and settlement. True for nodes that can participate in the DAM; False for nodes restricted to real-time or ancillary services markets only. | FERC Order 888; RTO/ISO DAM Tariff; CAISO Business Practice Manual for Market Operations
energy_trading | pricing_node | effective_date | Effective Start Date | DATE |  |  |  | The date on which this pricing node became effective and eligible for LMP settlement and market participation. Defines the start of the node's active period for historical LMP price lookups and FTR path eligibility. Aligns with RTO/ISO market effective date conventions. | FERC OATT; RTO/ISO Market Operations Manual; CAISO Business Practice Manual
energy_trading | pricing_node | ems_node_code | Energy Management System (EMS) Node Identifier | STRING |  |  |  | The node identifier in the ABB or GE Energy Management System (EMS) network model corresponding to this pricing node. Used for state estimation, contingency analysis, and real-time LMP decomposition into energy, congestion, and loss components. | ABB/GE EMS Network Model; NERC MOD-032; FERC Order 693 |  | TRUE | EMS (Energy Management System) node ID is a reference to an external operational technology system. This is a cross-reference identifier to the EMS, not a FK to an internal business table.
energy_trading | pricing_node | expiration_date | Effective Expiration Date | DATE |  |  |  | The date on which this pricing node ceased to be effective. Null for currently active nodes. Used to support slowly changing dimension (SCD) logic in the Silver Layer and to bound historical LMP settlement lookups to the node's valid period. | FERC OATT; RTO/ISO Market Operations Manual; Databricks Lakehouse SCD Type 2
energy_trading | pricing_node | ftr_eligible | Financial Transmission Right (FTR) Eligible Flag | BOOLEAN |  |  |  | Indicates whether this pricing node is eligible as a source or sink point for Financial Transmission Rights (FTR) path definitions. FTR eligibility is required for congestion hedging in the utility's wholesale market portfolio. | FERC Order 681; RTO/ISO FTR Auction Manual; PJM Manual 06
energy_trading | pricing_node | fuel_type | Generation Fuel Type | STRING |  |  |  | The primary fuel type of the generation resource associated with this pricing node when node type is generator_bus. Used for RPS compliance tracking, GHG emissions reporting, REC eligibility determination, and IRP resource mix analysis. Null for load zone, hub, and interface node types. [ENUM-REF-CANDIDATE: natural_gas¦nuclear¦coal¦hydro¦wind¦solar¦oil¦geothermal¦storage¦biomass¦waste¦other — promote to reference product] | EPA eGRID; RPS State Regulations; FERC Form 1; DOE EIA Form 860
energy_trading | pricing_node | ghg_emissions_factor | Greenhouse Gas (GHG) Emissions Factor (tCO2e/MWh) | DECIMAL(12,6) |  |  |  | The greenhouse gas emissions factor in metric tons of CO2 equivalent per megawatt-hour (tCO2e/MWh) for the generation resource at this pricing node. Used for GHG emissions reporting to the EPA, state environmental regulators, and internal carbon accounting. Null for non-generator node types. | EPA eGRID; EPA 40 CFR Part 75; California AB 32; FERC Form 1
energy_trading | pricing_node | gis_feature_code | Geographic Information System (GIS) Feature Identifier | STRING |  |  |  | The ESRI ArcGIS feature identifier for the spatial representation of this pricing node in the utility's GIS network dataset. Enables spatial joins for transmission planning, outage impact analysis, and LMP geographic visualization. | ESRI ArcGIS Network Dataset; IEEE Std 1366; NERC FAC-001 |  | TRUE | GIS (Geographic Information System) feature ID is a reference to an external geospatial system. This is a cross-reference identifier to the GIS system, not a FK to an internal business table.
energy_trading | pricing_node | installed_capacity_mw | Installed Capacity (MW) | DECIMAL(12,3) |  |  |  | The nameplate or installed generation capacity in megawatts (MW) associated with this pricing node when node type is generator_bus. Used for capacity market obligation calculations, resource adequacy assessments in the IRP, and NERC reliability reporting. Null for load zone, hub, and interface node types. | NERC MOD-025; FERC Form 1; DOE EIA Form 860; RTO/ISO Capacity Market Manual
energy_trading | pricing_node | latitude | Geographic Latitude Coordinate | DECIMAL(9,6) | restricted,pii_address |  |  | WGS84 decimal degree latitude of the pricing node's physical location. Used for geographic visualization in ESRI ArcGIS, spatial analysis of congestion patterns, and mapping of LMP heat maps for IRP and transmission planning studies. | WGS84 (EPSG:4326); ESRI ArcGIS Spatial Reference; IEEE Std 1366
energy_trading | pricing_node | lmp_currency_code | LMP Currency Code (ISO 4217) | STRING |  | '^[A-Z]{3}$ |  | ISO 4217 three-letter currency code for the LMP reference price (e.g., USD). Supports multi-currency environments for cross-border nodes and international market participation. | ISO 4217; FERC Market-Based Rate Authority; GAAP ASC 830
energy_trading | pricing_node | lmp_reference_price | Locational Marginal Price (LMP) Reference Price ($/MWh) | DECIMAL(12,4) |  |  |  | The most recently published or baseline reference LMP in dollars per megawatt-hour ($/MWh) for this pricing node. Serves as a reference value for contract pricing, FTR valuation, and IRP resource adequacy analysis. Not a real-time or interval value — use the lmp_interval_data product for time-series LMP data. | FERC Order 888; RTO/ISO LMP Settlement Manual; CAISO OASIS
energy_trading | pricing_node | load_zone_code | Load Zone Identifier | STRING |  |  |  | The RTO/ISO-assigned load zone identifier to which this pricing node belongs or aggregates into. Load zones are used for zonal LMP settlement, capacity market obligations, and demand response program administration. Null for hub and interface node types. | RTO/ISO Tariff; FERC Order 888; PJM Manual 27 |  | TRUE | [AUTO-COERCED-FINAL: LINK target 'market.market_zone.market_zone_id' is not a canonical product in this model — keeping as standalone column to avoid soft-accept of an invalid FK. alias=fmfl-final-sanitize] Load zones are market zones. Pricing nodes are mapped to load zones in wholesale markets. The market_zone table being created above is the appropriate target — load zones are a type of market zone.
energy_trading | pricing_node | longitude | Geographic Longitude Coordinate | DECIMAL(9,6) | restricted,pii_address |  |  | WGS84 decimal degree longitude of the pricing node's physical location. Used in conjunction with latitude for geographic visualization, spatial congestion analysis, and GIS-based transmission planning in ESRI ArcGIS. | WGS84 (EPSG:4326); ESRI ArcGIS Spatial Reference; IEEE Std 1366
energy_trading | pricing_node | market_region | Market Region | STRING |  |  |  | The sub-regional market area or control zone within the RTO/ISO to which this pricing node belongs (e.g., CAISO NP15, SP15, ZP26; PJM PSEG zone; MISO Zone 7). Used for zonal LMP aggregation, load forecasting, and congestion analysis. | RTO/ISO Tariff; FERC OATT; NERC Reliability Standards
energy_trading | pricing_node | nerc_balancing_authority | NERC Balancing Authority Area | STRING |  |  |  | The NERC-registered Balancing Authority (BA) area code responsible for maintaining load-generation balance at this pricing node's location (e.g., CISO, PJM, MISO). Required for NERC reliability reporting, FERC Form 714 submissions, and transmission planning studies. | NERC BAL-001; NERC Reliability Standards; FERC Form 714
energy_trading | pricing_node | node_status | Pricing Node Status | STRING |  | active¦inactive¦suspended¦retired |  | Current lifecycle status of the pricing node. Active nodes are eligible for LMP settlement and bid submission. Inactive or retired nodes are retained for historical settlement reference only. | RTO/ISO Market Operations Manual; FERC Market-Based Rate Authority
energy_trading | pricing_node | notes | Pricing Node Notes | STRING |  |  |  | Free-text field for operational notes, special market conditions, or configuration remarks associated with this pricing node. Used by market operations staff to document node-specific considerations such as pending RTO/ISO reclassifications, temporary suspension reasons, or FTR path restrictions. | Internal Market Operations Procedures
energy_trading | pricing_node | pnode_code | Pricing Node (PNode) External Identifier | STRING |  |  |  | The externally-assigned unique identifier for this pricing node as published by the RTO/ISO (e.g., CAISO, PJM, MISO, ERCOT). This is the business-facing key used in market settlement systems, LMP price lookups, and bid submissions. Maps to the pnode_id field in RTO/ISO market data feeds. | FERC Order 888; RTO/ISO OATT Tariff; CAISO Business Practice Manual for Market Operations |  | TRUE | pnode_id is the RTO/ISO-assigned pricing node identifier — an external system reference code. The pricing_node table itself IS the pnode entity; this column stores the external system's ID for cross-referencing with the RTO/ISO market system.
energy_trading | pricing_node | pnode_name | Pricing Node (PNode) Name | STRING |  |  |  | Human-readable name of the pricing node as designated by the RTO/ISO. Used in market reports, settlement statements, and bid location mapping. Examples include generator bus names, load zone names, and hub designations. | RTO/ISO Market Participant Guide; FERC OATT
energy_trading | pricing_node | pnode_owner_type | Pricing Node Owner Type | STRING |  | utility_owned¦third_party¦rto_virtual¦jointly_owned |  | Classifies the ownership relationship of the utility to this pricing node. Utility-owned nodes correspond to the utility's own generation or load assets; third-party nodes are associated with counterparty assets relevant to PPA or bilateral contracts; RTO virtual nodes are hub or interface constructs with no physical owner; jointly-owned nodes reflect shared transmission assets. | FERC Market-Based Rate Authority; FERC Form 1; PPA Contract Terms
energy_trading | pricing_node | pnode_type | Pricing Node (PNode) Type | STRING |  | generator_bus¦load_zone¦hub¦interface¦aggregated_pnode¦trading_hub |  | Classification of the pricing node by its functional role in the wholesale market. Generator bus nodes represent individual generation injection points; load zone nodes represent aggregated load areas; hub nodes are virtual trading points; interface nodes represent inter-regional tie points; aggregated pnodes (APnodes) aggregate multiple generator buses for scheduling purposes. | FERC Order 888; CAISO Tariff Section 27; PJM Manual 27
energy_trading | pricing_node | pricing_node_id | Pricing Node (PNode) ID | BIGINT |  |  |  | Unique surrogate identifier for the pricing node record in the Silver Layer lakehouse. Primary key for this master resource entity. | FERC Market-Based Rate Authority; RTO/ISO Tariff Schedules | TRUE
energy_trading | pricing_node | rec_eligible | Renewable Energy Certificate (REC) Eligible Flag | BOOLEAN |  |  |  | Indicates whether the generation resource at this pricing node is eligible to generate Renewable Energy Certificates (RECs) for RPS compliance. Applicable only to generator_bus node types with qualifying renewable fuel types (wind, solar, hydro, geothermal, biomass). | State RPS Regulations; WREGIS; NEPOOL GIS; PJM-EIS GATS; DOE EERE
energy_trading | pricing_node | record_created_timestamp | Record Created Timestamp | TIMESTAMP |  |  |  | The timestamp when this pricing node record was first created in the Silver Layer lakehouse. Supports audit trail, data lineage, and SCD Type 2 history management. Format: yyyy-MM-ddTHH:mm:ss.SSSXXX. | Databricks Lakehouse Audit Standards; SOX Section 404; GAAP
energy_trading | pricing_node | record_updated_timestamp | Record Last Updated Timestamp | TIMESTAMP |  |  |  | The timestamp when this pricing node record was most recently updated in the Silver Layer lakehouse. Used for incremental ETL processing, change detection, and audit trail maintenance. Format: yyyy-MM-ddTHH:mm:ss.SSSXXX. | Databricks Lakehouse Audit Standards; SOX Section 404; GAAP
energy_trading | pricing_node | rtm_eligible | Real-Time Market (RTM) Eligible Flag | BOOLEAN |  |  |  | Indicates whether this pricing node is eligible for Real-Time Market (RTM) dispatch and settlement. True for nodes participating in the RTM; False for nodes limited to DAM or forward market products only. | FERC Order 888; RTO/ISO RTM Tariff; CAISO Business Practice Manual for Market Operations
energy_trading | pricing_node | rto_iso_code | Regional Transmission Organization / Independent System Operator (RTO/ISO) Code | STRING |  |  |  | Identifies the RTO or ISO that administers this pricing node and publishes its LMP prices. Determines which market rules, settlement procedures, and tariff provisions apply. Essential for multi-RTO utilities to partition market data by jurisdiction. [ENUM-REF-CANDIDATE: CAISO¦PJM¦MISO¦ERCOT¦NYISO¦ISO-NE¦SPP¦WECC — 8 candidates stripped; promote to reference product] | FERC Order 2000; NERC Reliability Standards; DOE Energy Information Administration
energy_trading | pricing_node | scada_point_code | SCADA Point Identifier | STRING |  |  |  | The OSIsoft PI or GE Proficy historian tag identifier for the real-time telemetry point associated with this pricing node. Enables linkage between the market pricing node and real-time SCADA measurements for dispatch verification, settlement validation, and operational analytics. | OSIsoft PI System; GE Proficy Historian; NERC CIP-007; FERC Order 693 |  | TRUE | SCADA (Supervisory Control and Data Acquisition) point ID is a reference to an external operational technology system. SCADA is infrastructure/technical equipment, not a business entity to be modeled as a table.
energy_trading | pricing_node | source_system_code | Source System Code | STRING |  |  |  | Identifies the originating system from which this pricing node record was sourced. Supports data lineage tracking in the Silver Layer lakehouse and ETL reconciliation. RTO_* codes indicate direct feeds from RTO/ISO market data APIs; INTERNAL_EMS indicates the utility's own EMS network model. [ENUM-REF-CANDIDATE: RTO_CAISO¦RTO_PJM¦RTO_MISO¦RTO_ERCOT¦RTO_NYISO¦RTO_ISONE¦RTO_SPP¦INTERNAL_EMS — 8 candidates stripped; promote to reference product] | Databricks Lakehouse Data Lineage; ETL Framework Standards; FERC Market Data Reporting
energy_trading | pricing_node | state_code | State Code | STRING |  | '^[A-Z]{2}$ |  | Two-letter US state abbreviation (USPS standard) indicating the state jurisdiction in which this pricing node is physically located. Used for state PUC regulatory reporting, RPS compliance tracking, and jurisdictional cost allocation. | USPS State Abbreviations; NARUC Regulatory Reporting; State PUC Tariff Filings
energy_trading | pricing_node | substation_code | Associated Substation Code | STRING |  |  |  | The utility's internal substation or bus identifier to which this pricing node is physically associated. Links the market pricing node to the physical grid asset in the GIS and EAM systems (ESRI ArcGIS, Oracle WAM/IBM Maximo). Used for FTR path definitions and outage impact analysis. | IEEE Std 693; NERC FAC-001; ESRI ArcGIS Network Dataset
energy_trading | pricing_node | transmission_owner_code | Transmission Owner Code | STRING |  |  |  | The FERC-registered identifier or internal code of the transmission owner responsible for the physical transmission facilities at this pricing node. Used for OATT cost allocation, transmission service requests, and FERC Form 1 regulatory reporting. | FERC OATT; FERC Form 1; NERC FAC-001
energy_trading | pricing_node | voltage_kv | Nominal Voltage (kV) | DECIMAL(10,3) |  |  |  | The nominal operating voltage level in kilovolts (kV) at this pricing node's associated bus. Distinguishes transmission-level nodes (e.g., 115 kV, 230 kV, 500 kV) from distribution-level injection points. Used in network model validation and FTR eligibility determination. | IEEE Std 141; NERC FAC-001; FERC OATT
energy_trading | rto_iso | parent_rto_iso_id |  | BIGINT | self_ref_fk |  | market.rto_iso.rto_iso_id | Self-referencing FK on rto_iso (parent_rto_iso_id)
energy_trading | rto_iso | ancillary_services_flag |  | BOOLEAN |  |  |  | Indicates whether the RTO/ISO operates markets for ancillary services such as regulation, spinning reserves, and non-spinning reserves.
energy_trading | rto_iso | api_available_flag |  | BOOLEAN |  |  |  | Indicates whether the RTO/ISO provides programmatic API access for market data retrieval.
energy_trading | rto_iso | capacity_market_flag |  | BOOLEAN |  |  |  | Indicates whether the RTO/ISO operates a capacity market for resource adequacy obligations.
energy_trading | rto_iso | contact_email |  | STRING | confidential,pii_email |  |  | Primary email address for market operations and participant support inquiries.
energy_trading | rto_iso | contact_phone |  | STRING | confidential,pii_phone |  |  | Primary phone number for market operations and participant support inquiries.
energy_trading | rto_iso | created_timestamp |  | TIMESTAMP |  |  |  | Timestamp when this RTO/ISO master record was first created in the system.
energy_trading | rto_iso | data_publication_lag_hours |  | INT |  |  |  | Typical lag time in hours between market operations and public data availability for LMP, load, and generation data.
energy_trading | rto_iso | day_ahead_market_flag |  | BOOLEAN |  |  |  | Indicates whether the RTO/ISO operates a day-ahead energy market for forward commitment and scheduling.
energy_trading | rto_iso | ferc_approved_date |  | DATE |  |  |  | Date when FERC granted approval for the RTO/ISO to operate as a market operator.
energy_trading | rto_iso | financial_transmission_rights_flag |  | BOOLEAN |  |  |  | Indicates whether the RTO/ISO offers financial transmission rights or congestion revenue rights for hedging congestion costs.
energy_trading | rto_iso | geographic_footprint |  | STRING |  |  |  | Description of the geographic territory covered by the RTO/ISO, typically listing states or provinces within the service area.
energy_trading | rto_iso | headquarters_address |  | STRING | confidential,pii_address |  |  | Physical address of the RTO/ISO headquarters office.
energy_trading | rto_iso | headquarters_city |  | STRING |  |  |  | City where the RTO/ISO headquarters is located.
energy_trading | rto_iso | headquarters_country |  | STRING |  |  |  | Country where the RTO/ISO headquarters is located. Typically USA or CAN for North American markets.
energy_trading | rto_iso | headquarters_postal_code |  | STRING | confidential,pii_address |  |  | Postal or ZIP code for the RTO/ISO headquarters address.
energy_trading | rto_iso | headquarters_state_province |  | STRING |  |  |  | State or province where the RTO/ISO headquarters is located.
energy_trading | rto_iso | lmp_pricing_flag |  | BOOLEAN |  |  |  | Indicates whether the RTO/ISO uses locational marginal pricing methodology for energy settlement.
energy_trading | rto_iso | market_monitor_name |  | STRING |  |  |  | Name of the independent market monitor responsible for oversight and reporting on market performance and participant behavior.
energy_trading | rto_iso | market_participant_portal_url |  | STRING |  |  |  | Web address for the RTO/ISO market participant portal used for bid submission, scheduling, and settlement access.
energy_trading | rto_iso | market_settlement_currency |  | STRING |  |  |  | Currency used for financial settlement of energy transactions. Typically USD for US markets, CAD for Canadian markets.
energy_trading | rto_iso | market_type |  | STRING |  |  |  | Classification of the market operator type: RTO (Regional Transmission Organization), ISO (Independent System Operator), or Non-RTO for bilateral markets.
energy_trading | rto_iso | member_utilities_count |  | INT |  |  |  | Number of utility companies that are members or participants in the RTO/ISO.
energy_trading | rto_iso | name |  | STRING |  |  |  | Full legal name of the Regional Transmission Organization or Independent System Operator.
energy_trading | rto_iso | nerc_region |  | STRING |  |  |  | NERC regional entity jurisdiction where the RTO/ISO primarily operates. Used for reliability coordination and compliance reporting.
energy_trading | rto_iso | notes |  | STRING |  |  |  | Additional notes, comments, or special considerations regarding the RTO/ISO operations, market structure, or data integration requirements.
energy_trading | rto_iso | oasis_url |  | STRING |  |  |  | Web address for the RTO/ISO OASIS system providing transmission availability and reservation information.
energy_trading | rto_iso | operational_end_date |  | DATE |  |  |  | Date when the RTO/ISO ceased market operations, if applicable. Null for active operators.
energy_trading | rto_iso | operational_start_date |  | DATE |  |  |  | Date when the RTO/ISO began market operations and settlement activities.
energy_trading | rto_iso | operational_status |  | STRING |  |  |  | Current operational status of the RTO/ISO in the wholesale energy market.
energy_trading | rto_iso | peak_load_mw |  | DECIMAL(12,2) |  |  |  | Historical peak demand load in megawatts served by the RTO/ISO footprint. Used for capacity planning and resource adequacy analysis.
energy_trading | rto_iso | population_served_millions |  | DECIMAL(10,2) |  |  |  | Estimated population in millions served by utilities within the RTO/ISO footprint.
energy_trading | rto_iso | real_time_market_flag |  | BOOLEAN |  |  |  | Indicates whether the RTO/ISO operates a real-time energy market for balancing and dispatch.
energy_trading | rto_iso | rto_iso_code |  | STRING |  |  |  | Short alphanumeric code uniquely identifying the RTO/ISO in market systems and regulatory filings. Examples: PJM, CAISO, MISO, NYISO, ISO-NE, SPP, ERCOT.
energy_trading | rto_iso | rto_iso_id | Rto Iso Identifier | BIGINT |  |  |  | Primary key for rto_iso |  | TRUE
energy_trading | rto_iso | settlement_cycle_days |  | INT |  |  |  | Number of days in the standard settlement cycle from trade date to final invoice issuance.
energy_trading | rto_iso | short_name |  | STRING |  |  |  | Commonly used abbreviated name or acronym for the RTO/ISO (e.g., PJM Interconnection, California ISO).
energy_trading | rto_iso | tariff_document_url |  | STRING |  |  |  | Web address for accessing the RTO/ISO FERC-approved tariff documents governing market rules and rates.
energy_trading | rto_iso | time_zone |  | STRING |  |  |  | Primary time zone used for market operations, scheduling, and settlement. Critical for day-ahead and real-time market timing.
energy_trading | rto_iso | total_generation_capacity_mw |  | DECIMAL(12,2) |  |  |  | Total installed generation capacity in megawatts within the RTO/ISO footprint.
energy_trading | rto_iso | transmission_miles |  | DECIMAL(12,2) |  |  |  | Total miles of high-voltage transmission lines under RTO/ISO operational control.
energy_trading | rto_iso | updated_timestamp |  | TIMESTAMP |  |  |  | Timestamp when this RTO/ISO master record was last modified.
energy_trading | wholesale_counterparty | approval_docket_id | Approval Docket Id (Foreign Key) | BIGINT |  |  | regulatory.docket.docket_id | Foreign key linking to regulatory.docket. Business justification: Wholesale counterparty agreements, especially with affiliates, require regulatory approval. Links counterparty to regulatory proceeding for contract approval, affiliate transaction oversight, and prud | Internal - LLM Generated Cross-Domain Link
energy_trading | wholesale_counterparty | cost_center_id | Cost Center Id (Foreign Key) | BIGINT |  |  | finance.cost_center.cost_center_id | Foreign key linking to finance.cost_center. Business justification: Counterparty relationships are managed by specific business units (wholesale trading, power marketing) for cost allocation of credit management, contract administration, and relationship management ex | Internal - LLM Generated Cross-Domain Link
energy_trading | wholesale_counterparty | vendor_id | Vendor Id (Foreign Key) | BIGINT |  |  | supply.vendor.vendor_id | Foreign key linking to supply.vendor. Business justification: Wholesale counterparties frequently serve dual roles as procurement vendors (fuel suppliers, equipment providers). Enables consolidated vendor master data management, unified credit limit tracking, an | Internal - LLM Generated Cross-Domain Link
energy_trading | wholesale_counterparty | affiliate_flag | Affiliate Counterparty Flag | BOOLEAN |  |  |  | Indicates whether this counterparty is an affiliate of the utility as defined under FERC 18 CFR Part 35 and the applicable OATT. Affiliate transactions are subject to additional FERC disclosure requirements and arm's-length pricing standards. | FERC 18 CFR Part 35; FERC OATT Standards of Conduct; FERC Order 697
energy_trading | wholesale_counterparty | ancillary_services_participant_flag | Ancillary Services Participant Flag | BOOLEAN |  |  |  | Indicates whether this counterparty is registered to provide or procure ancillary services (regulation, spinning reserve, non-spinning reserve, voltage support) in the applicable RTO/ISO market. Supports ancillary services procurement and settlement tracking. | FERC Order 755; NERC BAL Standards; RTO/ISO Ancillary Services Tariff
energy_trading | wholesale_counterparty | approved_date | Counterparty Approval Date | DATE |  |  |  | Date on which the counterparty was formally approved for wholesale energy trading by the utility's credit and compliance functions. Marks the start of eligibility for DAM/RTM bids, bilateral PPAs, and capacity market transactions. | FERC 18 CFR Part 35; Internal Credit Risk Policy; SOX Section 302
energy_trading | wholesale_counterparty | capacity_market_participant_flag | Capacity Market Participant Flag | BOOLEAN |  |  |  | Indicates whether this counterparty participates in capacity market auctions (e.g., PJM RPM, MISO Planning Resource Auction) as a buyer or seller. Supports capacity obligation tracking and resource adequacy compliance reporting. | FERC Order 745; RTO/ISO Capacity Market Tariff; State PUC Resource Adequacy Rules
energy_trading | wholesale_counterparty | collateral_requirement_usd | Collateral Requirement (USD) | DECIMAL(18,2) | confidential |  |  | Current collateral amount (cash, letter of credit, or surety bond) required from the counterparty to support wholesale energy transactions in excess of the unsecured credit limit. Expressed in US dollars. | FERC Credit Risk Standards; ISDA Credit Support Annex; EEI Master Power Purchase and Sale Agreement
energy_trading | wholesale_counterparty | counterparty_status | Counterparty Lifecycle Status | STRING |  | active¦inactive¦suspended¦pending_approval¦terminated |  | Current lifecycle status of the wholesale counterparty master record. Controls eligibility for new transaction execution, credit limit enforcement, and settlement processing. Active status required before DAM/RTM bids or PPA execution. | FERC 18 CFR Part 35; Internal Credit Risk Policy
energy_trading | wholesale_counterparty | counterparty_type | Counterparty Type Classification | STRING |  | generator¦load_serving_entity¦marketer¦financial_participant¦transmission_owner¦cooperative |  | Categorical classification of the wholesale counterparty's primary market role. Drives applicable FERC tariff treatment, credit requirements, and settlement logic. [ENUM-REF-CANDIDATE: generator¦load_serving_entity¦marketer¦financial_participant¦transmission_owner¦cooperative¦municipal_utility — promote to reference product] | FERC 18 CFR Part 35; OATT; RTO/ISO Tariff
energy_trading | wholesale_counterparty | created_timestamp | Record Created Timestamp | TIMESTAMP |  |  |  | Timestamp when the wholesale counterparty master record was first created in the system, in ISO 8601 format (yyyy-MM-ddTHH:mm:ss.SSSXXX). Supports audit trail requirements under SOX and FERC record retention rules. | SOX Section 302; FERC Record Retention Rules 18 CFR Part 125; GAAP
energy_trading | wholesale_counterparty | credit_rating | Counterparty Credit Rating | STRING | confidential |  |  | Most recent credit rating assigned to the counterparty by the designated credit rating agency (e.g., Moody's Baa2, S&P BBB+). Drives unsecured credit limit calculations, collateral requirements, and counterparty risk tiering for wholesale energy transactions. | FERC Credit Risk Standards; ISDA Master Agreement; EEI Master Power Purchase and Sale Agreement
energy_trading | wholesale_counterparty | credit_rating_agency | Credit Rating Agency | STRING |  | Moody's¦S&P¦Fitch¦DBRS¦NR |  | Name of the nationally recognized statistical rating organization (NRSRO) that issued the counterparty's most recent credit rating. Used in conjunction with credit_rating to assess counterparty default risk and set credit exposure limits for wholesale transactions. | FERC Credit Risk Standards; NERC CIP; SEC NRSRO Rules
energy_trading | wholesale_counterparty | credit_rating_date | Credit Rating Effective Date | DATE |  |  |  | Date on which the current credit rating was issued or last affirmed by the rating agency. Used to assess rating staleness and trigger re-evaluation of credit exposure limits per internal credit risk policy. | FERC Credit Risk Standards; EEI Master Power Purchase and Sale Agreement
energy_trading | wholesale_counterparty | doing_business_as_name | Doing Business As (DBA) Name | STRING |  |  |  | Trade or operating name used by the counterparty in day-to-day wholesale market transactions, if different from the legal entity name. Commonly used in RTO/ISO scheduling and settlement communications. | FERC 18 CFR Part 35
energy_trading | wholesale_counterparty | duns_number | Data Universal Numbering System (DUNS) Number | STRING | confidential | '^[0-9]{9}$ |  | Nine-digit Dun & Bradstreet Data Universal Numbering System identifier uniquely identifying the counterparty legal entity. Required for federal contracting, credit assessment, and counterparty due diligence in wholesale energy markets. | Dun & Bradstreet DUNS Standard; FERC Counterparty Registration
energy_trading | wholesale_counterparty | ein | Employer Identification Number (EIN) | STRING | confidential,pii_identifier | '^[0-9]{2}-[0-9]{7}$ |  | IRS-issued Employer Identification Number (Federal Tax ID) for the counterparty legal entity. Required for tax reporting, 1099 issuance, and financial settlement reconciliation under GAAP and SOX compliance. | IRS Publication 15; SOX Section 302; GAAP ASC 740
energy_trading | wholesale_counterparty | ferc_mbr_authorization | FERC Market-Based Rate (MBR) Authorization Status | BOOLEAN |  |  |  | Indicates whether the counterparty holds a current FERC market-based rate (MBR) authorization under 18 CFR Part 35, permitting them to sell wholesale electricity at negotiated market rates. Required validation before executing bilateral power purchase agreements. | FERC 18 CFR Part 35; FERC Order 697
energy_trading | wholesale_counterparty | ferc_mbr_docket_number | FERC Market-Based Rate (MBR) Docket Number | STRING |  | '^ER[0-9]{2}-[0-9]+-[0-9]+$ |  | FERC docket number associated with the counterparty's market-based rate authorization filing (e.g., ER22-1234-000). Used to cross-reference FERC eLibrary filings and validate authorization currency for wholesale trading compliance. | FERC 18 CFR Part 35; FERC eLibrary
energy_trading | wholesale_counterparty | incorporation_state | State of Incorporation | STRING |  | '^[A-Z]{2}$ |  | Two-letter US state code where the counterparty legal entity is incorporated or organized. Used for legal entity verification, FERC market-based rate filings, and counterparty due diligence. | ISO 3166-2:US; FERC 18 CFR Part 35
energy_trading | wholesale_counterparty | kyc_verified_flag | Know Your Counterparty (KYC) Verified Flag | BOOLEAN |  |  |  | Indicates whether the counterparty has completed Know Your Counterparty (KYC) due diligence verification, including entity authentication, beneficial ownership disclosure, and sanctions screening. Required before initiating wholesale energy transactions. | FERC 18 CFR Part 35; FinCEN AML Rules; OFAC Sanctions Compliance; SOX Section 302
energy_trading | wholesale_counterparty | last_credit_review_date | Last Credit Review Date | DATE |  |  |  | Date of the most recent formal credit review conducted for this counterparty. Triggers re-review workflow when the interval since last review exceeds the internal credit policy threshold (typically annual or upon rating change). | FERC Credit Risk Standards; EEI Master Power Purchase and Sale Agreement; Internal Credit Risk Policy
energy_trading | wholesale_counterparty | legal_name | Legal Entity Name | STRING | confidential |  |  | Full legal registered name of the wholesale counterparty as filed with FERC, the applicable RTO/ISO, and state regulatory authorities. Used for contract execution, FERC market-based rate filings, and regulatory reporting. | FERC 18 CFR Part 35; NERC Reliability Standards
energy_trading | wholesale_counterparty | market_participant_class | Market Participant Class | STRING |  | buyer¦seller¦buyer_seller¦broker¦aggregator |  | Functional classification of the counterparty's transactional role in wholesale energy markets — whether they primarily buy, sell, or act as an intermediary. Used to segment DAM/RTM exposure and bilateral PPA counterparty risk. | FERC 18 CFR Part 35; RTO/ISO Market Rules
energy_trading | wholesale_counterparty | master_agreement_effective_date | Master Trading Agreement Effective Date | DATE |  |  |  | Date on which the master trading agreement with this counterparty became legally effective. Establishes the earliest date from which transactions under the agreement are valid and enforceable. | EEI Master Power Purchase and Sale Agreement; ISDA Master Agreement
energy_trading | wholesale_counterparty | master_agreement_expiry_date | Master Trading Agreement Expiry Date | DATE |  |  |  | Date on which the master trading agreement with this counterparty expires or is scheduled for renewal. Null indicates an evergreen agreement with no fixed termination date. Triggers contract renewal workflow when approaching. | EEI Master Power Purchase and Sale Agreement; ISDA Master Agreement
energy_trading | wholesale_counterparty | master_agreement_type | Master Trading Agreement Type | STRING |  | EEI_MPSA¦ISDA¦NAESB¦bilateral_custom¦none |  | Type of master trading agreement governing transactions with this counterparty. EEI MPSA (Master Power Purchase and Sale Agreement) is standard for physical power; ISDA governs financial derivatives; NAESB covers natural gas. Determines applicable netting, termination, and default provisions. | EEI Master Power Purchase and Sale Agreement; ISDA Master Agreement; NAESB Base Contract
energy_trading | wholesale_counterparty | nerc_registered_entity_code | NERC Registered Entity ID | STRING |  |  |  | NERC-assigned registered entity identifier for counterparties that are registered as Balancing Authorities, Generator Operators, Transmission Operators, or other NERC functional entity types. Supports NERC reliability compliance tracking and BES transaction validation. | NERC Rules of Procedure; NERC Reliability Standards FAC-001, FAC-002 |  | TRUE | NERC registered entity ID is an external identifier assigned by the North American Electric Reliability Corporation. This is a regulatory registration number for the counterparty, not a FK to an internal table.
energy_trading | wholesale_counterparty | netting_agreement_flag | Netting Agreement Flag | BOOLEAN |  |  |  | Indicates whether a legally enforceable close-out netting agreement is in place with this counterparty. Netting agreements reduce gross credit exposure to net exposure for settlement and capital adequacy purposes under FERC and GAAP. | FERC Credit Risk Standards; ISDA Master Agreement; GAAP ASC 815
energy_trading | wholesale_counterparty | ofac_screened_flag | OFAC Sanctions Screening Flag | BOOLEAN |  |  |  | Indicates whether the counterparty has been screened against the OFAC Specially Designated Nationals (SDN) and Blocked Persons list. Must be true before any financial settlement or contract execution with the counterparty. | OFAC 31 CFR Part 501; FinCEN AML Rules; SOX Section 302
energy_trading | wholesale_counterparty | parent_company_name | Parent Company Legal Name | STRING | confidential |  |  | Legal name of the ultimate parent or controlling entity of the counterparty, if applicable. Required for FERC market-based rate affiliate transaction disclosure, credit consolidation, and market power analysis under FERC Order 697. | FERC Order 697; FERC 18 CFR Part 35; FERC Market-Based Rate Affiliate Rules
energy_trading | wholesale_counterparty | ppa_counterparty_flag | Power Purchase Agreement (PPA) Counterparty Flag | BOOLEAN |  |  |  | Indicates whether this counterparty is a party to one or more active Power Purchase Agreements (PPAs) with the utility. Used to filter counterparties for IRP resource adequacy analysis and long-term procurement reporting. | FERC 18 CFR Part 35; IRP Filing Requirements; State PUC Resource Adequacy Rules
energy_trading | wholesale_counterparty | primary_contact_email | Primary Trading Contact Email Address | STRING | confidential,pii_email | '^[a-zA-Z0-9._%+\-]+@[a-zA-Z0-9.\-]+\.[a-zA-Z]{2,}$ |  | Email address of the primary trading contact at the counterparty. Used for scheduling confirmations, settlement notices, and regulatory correspondence related to wholesale energy transactions. | EEI Master Power Purchase and Sale Agreement; FERC 18 CFR Part 35
energy_trading | wholesale_counterparty | primary_contact_name | Primary Trading Contact Name | STRING | confidential |  |  | Full name of the primary trading desk or commercial contact at the counterparty organization. Used for DAM/RTM scheduling communications, PPA negotiations, and settlement dispute resolution. | EEI Master Power Purchase and Sale Agreement; FERC 18 CFR Part 35
energy_trading | wholesale_counterparty | primary_contact_phone | Primary Trading Contact Phone Number | STRING | confidential,pii_phone | '^\+?[0-9\-\s().]{7,20}$ |  | Direct phone number for the primary trading contact at the counterparty. Used for real-time scheduling coordination, curtailment notifications, and emergency dispatch communications. | EEI Master Power Purchase and Sale Agreement; NERC EOP Standards
energy_trading | wholesale_counterparty | rec_registry | Renewable Energy Certificate (REC) Registry | STRING |  | WREGIS¦GATS¦NEPOOL-GIS¦M-RETS¦NAR¦NONE |  | Name of the REC tracking registry in which this counterparty holds an active account for REC issuance, transfer, or retirement. Supports RPS compliance tracking and REC transaction settlement. | State RPS Regulations; WREGIS Operating Rules; GATS Operating Rules
energy_trading | wholesale_counterparty | rec_trading_participant_flag | Renewable Energy Certificate (REC) Trading Participant Flag | BOOLEAN |  |  |  | Indicates whether this counterparty is an active participant in Renewable Energy Certificate (REC) trading. Used to identify eligible counterparties for RPS compliance procurement and REC transfer tracking in WREGIS or GATS registries. | State RPS Regulations; WREGIS Operating Rules; GATS Operating Rules; DOE REC Standards
energy_trading | wholesale_counterparty | registered_address_city | Registered Business Address City | STRING | confidential,pii_address |  |  | City of the counterparty's registered legal business address. Used for jurisdictional determination, state regulatory filings, and counterparty due diligence. | FERC 18 CFR Part 35; State PUC Filing Requirements
energy_trading | wholesale_counterparty | registered_address_country | Registered Business Address Country | STRING | restricted,pii_address | '^[A-Z]{3}$ |  | Three-letter ISO 3166-1 alpha-3 country code of the counterparty's registered legal business address (e.g., USA, CAN). Used for FERC foreign ownership disclosure and cross-border transaction compliance. | ISO 3166-1 alpha-3; FERC 18 CFR Part 35; DOE Cross-Border Electricity Transfer Authorization
energy_trading | wholesale_counterparty | registered_address_line1 | Registered Business Address Line 1 | STRING | confidential,pii_address |  |  | First line of the counterparty's registered legal business address. Used for FERC filings, contract execution, and regulatory correspondence. | FERC 18 CFR Part 35; State PUC Filing Requirements
energy_trading | wholesale_counterparty | registered_address_state | Registered Business Address State | STRING | restricted,pii_address | '^[A-Z]{2}$ |  | Two-letter US state code of the counterparty's registered legal business address (ISO 3166-2:US). Determines applicable state PUC jurisdiction and state tax reporting obligations. | ISO 3166-2:US; FERC 18 CFR Part 35; State PUC Filing Requirements
energy_trading | wholesale_counterparty | rto_iso_membership | Regional Transmission Organization / Independent System Operator (RTO/ISO) Membership | STRING |  |  |  | The RTO or ISO in which the counterparty holds active membership or registration. Determines applicable market rules, settlement protocols, and LMP pricing nodes for DAM and RTM transactions. [ENUM-REF-CANDIDATE: PJM¦MISO¦CAISO¦ERCOT¦NYISO¦ISO-NE¦SPP¦NONE — 8 candidates stripped; promote to reference product] | FERC Order 2000; NERC BES Definition; RTO/ISO Tariff
energy_trading | wholesale_counterparty | rto_participant_code | RTO/ISO Market Participant ID | STRING |  |  |  | Unique participant identifier assigned by the counterparty's RTO or ISO (e.g., PJM participant ID, MISO market participant code). Used for scheduling, settlement, and transmission service requests under the applicable OATT. | FERC OATT; RTO/ISO Participant Registration |  | TRUE | This is the counterparty's participant ID as assigned by the RTO — an external system reference code. The utility stores this to identify the counterparty in the RTO's systems.
energy_trading | wholesale_counterparty | termination_date | Counterparty Termination Date | DATE |  |  |  | Date on which the counterparty relationship was formally terminated or deactivated. Null for active counterparties. Used to enforce transaction eligibility controls and support regulatory audit trails. | FERC 18 CFR Part 35; EEI Master Power Purchase and Sale Agreement
energy_trading | wholesale_counterparty | unsecured_credit_limit_usd | Unsecured Credit Limit (USD) | DECIMAL(18,2) | confidential |  |  | Maximum dollar value of unsecured wholesale energy exposure permitted with this counterparty, expressed in US dollars. Derived from credit rating and internal credit policy; enforced at transaction execution to prevent over-exposure without collateral. | FERC Credit Risk Standards; EEI Master Power Purchase and Sale Agreement; ISDA Credit Support Annex
energy_trading | wholesale_counterparty | updated_timestamp | Record Last Updated Timestamp | TIMESTAMP |  |  |  | Timestamp of the most recent update to the wholesale counterparty master record, in ISO 8601 format (yyyy-MM-ddTHH:mm:ss.SSSXXX). Used for change data capture, data lineage tracking, and SOX audit compliance. | SOX Section 302; FERC Record Retention Rules 18 CFR Part 125; GAAP
energy_trading | wholesale_counterparty | wholesale_counterparty_id | Wholesale Counterparty ID | BIGINT |  |  |  | Unique surrogate identifier for the wholesale market counterparty record within the Utility Company market domain. Serves as the primary key for all wholesale trading partner identity references. | FERC Market-Based Rate Authority; ISO/RTO Participant Registry | TRUE
financial_settlement | settlement_line_item | capacity_obligation_id | Capacity Obligation ID | BIGINT |  |  | market.capacity_obligation.capacity_obligation_id | Foreign key reference to the capacity market obligation associated with this settlement line item. Links capacity charges and credits to specific auction commitments and delivery obligations. | FERC Order 719
financial_settlement | settlement_line_item | cost_center_id |  | BIGINT | internal |  | finance.cost_center.cost_center_id | FK to finance.cost_center
financial_settlement | settlement_line_item | generating_unit_id | Resource ID | BIGINT |  |  | generation.generating_unit.generating_unit_id | Foreign key reference to the generation or demand response resource associated with this settlement line item. Identifies the physical or virtual asset that generated the charge or credit. | NERC Resource Registration
financial_settlement | settlement_line_item | gl_account_id | Gl Account Id (Foreign Key) | BIGINT |  |  | finance.gl_account.gl_account_id | Foreign key linking to finance.gl_account. Business justification: Each settlement line item must post to a specific GL account for financial statement preparation and FERC reporting. Core accounting integration for revenue recognition, expense matching, and regulato | Internal - LLM Generated Cross-Domain Link
financial_settlement | settlement_line_item | netting_settlement_line_item_id |  | BIGINT | self_ref_fk |  | market.settlement_line_item.settlement_line_item_id | Self-referencing FK on settlement_line_item (netting_settlement_line_item_id)
financial_settlement | settlement_line_item | original_line_item_settlement_line_item_id | Original Line Item ID | BIGINT |  |  | market.settlement_line_item.settlement_line_item_id | Foreign key reference to the original settlement line item that this record adjusts or replaces. Creates an audit trail for resettlements and dispute adjustments. | RTO/ISO Settlement Business Practice Manual
financial_settlement | settlement_line_item | participant_registration_id | Market Participant ID | BIGINT |  |  | market.participant_registration.participant_registration_id | Foreign key reference to the wholesale market participant responsible for this settlement line item. Identifies the counterparty for the transaction. | FERC Market-Based Rate Authorization
financial_settlement | settlement_line_item | ppa_contract_id | Power Purchase Agreement (PPA) Contract ID | BIGINT |  |  | market.ppa_contract.ppa_contract_id | Foreign key reference to the PPA contract associated with this settlement line item. Links wholesale market settlements to bilateral contract positions for hedge accounting and portfolio management. | FERC Market-Based Rate Authorization
financial_settlement | settlement_line_item | pricing_node_id | Pricing Node ID | BIGINT |  |  | market.pricing_node.pricing_node_id | Foreign key reference to the pricing node (pnode) where the energy or service was delivered or received. Links settlement charges to specific locations in the transmission grid for LMP-based settlement. | FERC Order 888
financial_settlement | settlement_line_item | rto_iso_id |  | BIGINT | internal |  | market.rto_iso.rto_iso_id | FK to market.rto_iso
financial_settlement | settlement_line_item | settlement_statement_id | Settlement Statement ID | BIGINT |  |  | market.settlement_statement.settlement_statement_id | Foreign key reference to the parent settlement statement. Each line item belongs to exactly one settlement statement issued by the RTO/ISO. | FERC Order 2000
financial_settlement | settlement_line_item | adjustment_reason_code | Adjustment Reason Code | STRING |  |  |  | Code indicating the reason for any adjustment to the original settlement line item. Documents meter data corrections, tariff interpretation changes, or dispute resolutions that trigger resettlement. | RTO/ISO Settlement Business Practice Manual
financial_settlement | settlement_line_item | ancillary_service_type | Ancillary Service Type | STRING |  | regulation¦spinning_reserve¦non_spinning_reserve¦replacement_reserve¦voltage_support¦black_start |  | Type of ancillary service for which this line item applies. Identifies the specific grid reliability service procured or provided (regulation, reserves, voltage support, black start capability). | FERC Order 888, NERC Reliability Standards
financial_settlement | settlement_line_item | billing_determinant_quantity | Billing Determinant Quantity | DECIMAL(18,3) |  |  |  | Quantity of the billing determinant (MW, MWh, MW-day, or other unit) used to calculate the line item charge. Represents the volume of energy, capacity, or service delivered or consumed. | RTO/ISO Tariff Schedule
financial_settlement | settlement_line_item | billing_determinant_unit | Billing Determinant Unit of Measure | STRING |  | MWh¦MW¦MW-day¦MW-hour¦MVAR¦MVARh |  | Unit of measure for the billing determinant quantity. Specifies whether the charge is based on energy (MWh), capacity (MW), demand (MW-day), or reactive power (MVAR). | IEEE Standard 1547
financial_settlement | settlement_line_item | charge_code | Charge Code | STRING |  |  |  | Detailed RTO/ISO-specific charge code identifying the exact settlement product or service. Maps to the ISO tariff schedule and enables granular GL posting and dispute resolution. | RTO/ISO Tariff Schedule
financial_settlement | settlement_line_item | charge_description | Charge Description | STRING |  |  |  | Human-readable description of the charge or credit line item. Provides business context for the settlement transaction and supports audit trail documentation. | RTO/ISO Settlement Business Practice Manual
financial_settlement | settlement_line_item | charge_type | Charge Type | STRING |  |  |  | High-level category of the settlement charge or credit. Classifies the line item into major wholesale market product categories for financial reporting and analysis. [ENUM-REF-CANDIDATE: energy¦capacity¦ancillary_service¦transmission¦congestion¦loss¦uplift¦make_whole_payment¦revenue_sufficiency_guarantee¦oatt_charge¦administrative_fee¦penalty¦credit_adjustment — promote to reference product] | FERC Order 888, FERC Order 2000
financial_settlement | settlement_line_item | created_timestamp | Record Created Timestamp | TIMESTAMP |  |  |  | Timestamp when this settlement line item record was first created in the lakehouse. Supports data lineage and audit trail requirements. | SOX Section 404
financial_settlement | settlement_line_item | currency_code | Currency Code | STRING |  | USD¦CAD¦MXN |  | Three-letter ISO 4217 currency code for the line amount. Typically USD for U.S. RTOs/ISOs, CAD for Canadian markets, or MXN for Mexican markets. | ISO 4217
financial_settlement | settlement_line_item | dispute_reference_number | Dispute Reference Number | STRING |  |  |  | Reference number for any dispute filed against this settlement line item. Links to the RTO/ISO dispute resolution process and tracks contested charges through adjudication. | FERC Order 2000
financial_settlement | settlement_line_item | ferc_account_code | Federal Energy Regulatory Commission (FERC) Account Code | STRING |  |  |  | FERC Uniform System of Accounts code for regulatory reporting. Classifies the line item into standardized FERC accounts for Schedule 2 (Purchased Power) and other FERC Form 1 schedules. | FERC Uniform System of Accounts
financial_settlement | settlement_line_item | line_amount | Line Amount | DECIMAL(18,2) |  |  |  | Total dollar amount for this settlement line item. Calculated as billing determinant quantity multiplied by rate per unit, plus any adjustments. Positive values represent charges; negative values represent credits. | FERC Uniform System of Accounts
financial_settlement | settlement_line_item | line_item_number | Line Item Number | INT |  |  |  | Sequential line number within the parent settlement statement. Used for ordering and referencing specific charges or credits within the statement. | RTO/ISO Settlement Business Practice Manual
financial_settlement | settlement_line_item | line_item_status | Line Item Status | STRING |  | final¦preliminary¦disputed¦adjusted¦voided |  | Current lifecycle status of the settlement line item. Tracks whether the charge is preliminary, final, under dispute, or has been adjusted through resettlement. | FERC Order 2000
financial_settlement | settlement_line_item | lmp_congestion_component | Locational Marginal Price (LMP) Congestion Component | DECIMAL(18,6) |  |  |  | Congestion component of the Locational Marginal Price. Reflects the cost of transmission constraints and is used to allocate congestion charges and Financial Transmission Rights (FTR) revenues. | FERC Order 888
financial_settlement | settlement_line_item | lmp_energy_component | Locational Marginal Price (LMP) Energy Component | DECIMAL(18,6) |  |  |  | Energy component of the Locational Marginal Price used in settlement calculation. Represents the marginal cost of serving the next increment of load at the pricing node, excluding congestion and losses. | FERC Order 888
financial_settlement | settlement_line_item | lmp_loss_component | Locational Marginal Price (LMP) Loss Component | DECIMAL(18,6) |  |  |  | Loss component of the Locational Marginal Price. Represents the marginal cost of electrical losses in the transmission system between the pricing node and the system reference bus. | FERC Order 888
financial_settlement | settlement_line_item | market_type | Market Type | STRING |  | day_ahead¦real_time¦capacity¦ancillary_services¦ftr |  | Wholesale market in which the transaction occurred. Distinguishes between Day-Ahead Market (DAM), Real-Time Market (RTM), capacity auctions, and ancillary services markets. | FERC Order 888
financial_settlement | settlement_line_item | operating_date | Operating Date | DATE |  |  |  | Operating day for which the settlement charge or credit applies. Used for daily aggregation and reporting of wholesale market costs and revenues. | RTO/ISO Operating Procedures
financial_settlement | settlement_line_item | operating_hour | Operating Hour | INT |  |  |  | Operating hour (0-23) within the operating date. Supports hourly settlement analysis and peak/off-peak cost allocation. | RTO/ISO Operating Procedures
financial_settlement | settlement_line_item | rate_per_unit | Rate Per Unit | DECIMAL(18,6) |  |  |  | Unit rate applied to the billing determinant to calculate the line item amount. Expressed in currency per unit (e.g., USD per MWh, USD per MW-day). May represent LMP, capacity clearing price, or ancillary service rate. | FERC Order 888
financial_settlement | settlement_line_item | rec_eligible_flag | Renewable Energy Certificate (REC) Eligible Flag | BOOLEAN |  |  |  | Indicates whether the energy associated with this settlement line item is eligible for Renewable Energy Certificate (REC) generation. Supports RPS compliance tracking and REC inventory management. | State Renewable Portfolio Standard (RPS) Regulations
financial_settlement | settlement_line_item | settlement_interval_end_timestamp | Settlement Interval End Timestamp | TIMESTAMP |  |  |  | End timestamp of the settlement interval to which this line item applies. Defines the conclusion of the operating period for the settled transaction. | NERC Reliability Standards
financial_settlement | settlement_line_item | settlement_interval_start_timestamp | Settlement Interval Start Timestamp | TIMESTAMP |  |  |  | Start timestamp of the settlement interval to which this line item applies. Defines the beginning of the operating period for energy, capacity, or ancillary service delivery. | NERC Reliability Standards
financial_settlement | settlement_line_item | settlement_line_item_id | Settlement Line Item ID | BIGINT |  |  |  | Unique identifier for the settlement line item record. Primary key for the settlement line item entity. | FERC Uniform System of Accounts | TRUE
financial_settlement | settlement_line_item | settlement_period | Settlement Period | STRING |  |  |  | Settlement period identifier assigned by the RTO/ISO. Typically formatted as YYYYMM or a billing cycle code. Used to group line items into monthly or periodic settlement runs. | RTO/ISO Settlement Business Practice Manual
financial_settlement | settlement_line_item | source_system_record_code | Source System Record ID | STRING |  |  |  | Unique identifier from the RTO/ISO settlement system. Enables reconciliation between the utility internal settlement database and the ISO published settlement data. | RTO/ISO Data Exchange Standards |  | TRUE | The 'source_system' prefix clearly indicates this is an external system identifier — the record ID from the RTO/ISO's settlement system. Not a FK to an internal table.
financial_settlement | settlement_line_item | statement_run_type | Statement Run Type | STRING |  | initial¦final¦resettlement¦true_up¦dispute_adjustment |  | Type of settlement run that produced this line item. Distinguishes between initial settlements, final settlements, resettlements due to meter data corrections, and dispute adjustments. | RTO/ISO Settlement Business Practice Manual
financial_settlement | settlement_line_item | updated_timestamp | Record Updated Timestamp | TIMESTAMP |  |  |  | Timestamp when this settlement line item record was last modified. Tracks changes through resettlement cycles and dispute resolution processes. | SOX Section 404
financial_settlement | settlement_statement | capex_project_id | Capex Project Id (Foreign Key) | BIGINT |  |  | finance.capex_project.capex_project_id | Foreign key linking to finance.capex_project. Business justification: Market settlements for generation assets under construction (CWIP) must be tracked against the capital project for AFUDC calculation, capitalization decisions, and rate base treatment. Essential for p | Internal - LLM Generated Cross-Domain Link
financial_settlement | settlement_statement | cost_center_id | Cost Center Id (Foreign Key) | BIGINT |  |  | finance.cost_center.cost_center_id | Foreign key linking to finance.cost_center. Business justification: Market settlement costs must be allocated to specific cost centers for management accounting and regulatory cost allocation. This FK formalizes the relationship and enables cost center validation. The | Internal - LLM Generated Cross-Domain Link
financial_settlement | settlement_statement | cost_recovery_mechanism_id | Cost Recovery Mechanism Id (Foreign Key) | BIGINT |  |  | regulatory.cost_recovery_mechanism.cost_recovery_mechanism_id | Foreign key linking to regulatory.cost_recovery_mechanism. Business justification: Wholesale market costs recovered through fuel adjustment clauses and purchased power riders. Links actual settlement costs to regulatory cost recovery mechanisms for rate adjustment calculations. | Internal - LLM Generated Cross-Domain Link
financial_settlement | settlement_statement | gl_account_id | Gl Account Id (Foreign Key) | BIGINT |  |  | finance.gl_account.gl_account_id | Foreign key linking to finance.gl_account. Business justification: Market settlement statements must post to specific GL accounts for financial reporting. This FK formalizes the relationship and enables automated GL posting validation. The settlement_statement table | Internal - LLM Generated Cross-Domain Link
financial_settlement | settlement_statement | participant_registration_id | Market Participant ID | BIGINT |  |  | market.participant_registration.participant_registration_id | Reference to the market participant entity representing the utility company in the wholesale energy market. Corresponds to the registered market participant account with the RTO/ISO. | FERC Market-Based Rate Authority; OATT
financial_settlement | settlement_statement | ppa_contract_id | Power Purchase Agreement (PPA) Contract ID | BIGINT |  |  | market.ppa_contract.ppa_contract_id | Reference to the Power Purchase Agreement (PPA) contract associated with this settlement statement, if the settlement relates to a bilateral PPA position rather than a spot market transaction. Nullable for pure spot market settlements. | FERC EQR; FERC Market-Based Rate Authority
financial_settlement | settlement_statement | pricing_node_id | Settlement Point ID | BIGINT |  |  | market.pricing_node.pricing_node_id | Reference to the primary settlement point (pricing node, hub, or load zone) at which energy volumes on this statement are settled. Determines the applicable LMP for energy charge/credit calculations. | FERC EQR; RTO/ISO Nodal Pricing Protocols
financial_settlement | settlement_statement | prior_statement_settlement_statement_id | Prior Settlement Statement ID | BIGINT |  |  | market.settlement_statement.settlement_statement_id | Reference to the immediately preceding settlement statement version for the same billing period and market type. Enables version lineage tracking and delta analysis between resettlement runs. | FERC EQR; RTO/ISO Settlement Tariff
financial_settlement | settlement_statement | prudency_docket_id | Prudency Docket Id (Foreign Key) | BIGINT |  |  | regulatory.docket.docket_id | Foreign key linking to regulatory.docket. Business justification: Wholesale market settlement costs are subject to regulatory prudency review in rate cases. Links market costs to regulatory proceedings for cost recovery approval and reasonableness determination. | Internal - LLM Generated Cross-Domain Link
financial_settlement | settlement_statement | prudency_review_id | Prudency Review Id (Foreign Key) | BIGINT |  |  | regulatory.prudency_review.prudency_review_id | Foreign key linking to regulatory.prudency_review. Business justification: Large wholesale market costs subject to regulatory prudency review. Links market settlement expenses to prudency proceedings for reasonableness determination and cost recovery approval. | Internal - LLM Generated Cross-Domain Link
financial_settlement | settlement_statement | rate_case_id | Rate Case Id (Foreign Key) | BIGINT |  |  | regulatory.rate_case.rate_case_id | Foreign key linking to regulatory.rate_case. Business justification: Wholesale market settlement costs flow into rate case revenue requirements. Links actual market costs to retail rate proceedings for fuel adjustment clause and purchased power cost recovery. | Internal - LLM Generated Cross-Domain Link
financial_settlement | settlement_statement | rto_iso_id |  | BIGINT | internal |  | market.rto_iso.rto_iso_id | FK to market.rto_iso
financial_settlement | settlement_statement | vendor_invoice_id | Vendor Invoice Id (Foreign Key) | BIGINT |  |  | supply.vendor_invoice.vendor_invoice_id | Foreign key linking to supply.vendor_invoice. Business justification: Market settlements for tolling agreements, capacity payments, or generation services often correspond to vendor invoices. Enables three-way matching between market settlement, vendor invoice, and serv | Internal - LLM Generated Cross-Domain Link
financial_settlement | settlement_statement | ancillary_service_charges_usd | Ancillary Service Charges (USD) | DECIMAL(18,4) | confidential |  |  | Charges for ancillary services procured from the RTO/ISO, including regulation, spinning reserve, non-spinning reserve, and reactive power. Supports O&M cost allocation and FERC Form 1 Schedule 321. | FERC Order 888; NERC BAL-001; FERC Form 1
financial_settlement | settlement_statement | ancillary_service_credits_usd | Ancillary Service Credits (USD) | DECIMAL(18,4) | confidential |  |  | Revenues received for ancillary services provided to the RTO/ISO, including regulation, spinning reserve, and demand response. Supports revenue disaggregation for FERC Form 1 and IRP analysis. | FERC Order 888; NERC BAL-001; FERC Form 1
financial_settlement | settlement_statement | billing_period_end_date | Billing Period End Date | DATE |  |  |  | Last calendar date of the settlement billing period covered by this statement. Together with billing_period_start_date defines the settlement window for charge and credit line items. | FERC Form 1; RTO/ISO Settlement Tariff
financial_settlement | settlement_statement | billing_period_start_date | Billing Period Start Date | DATE |  |  |  | First calendar date of the settlement billing period covered by this statement. For DAM/RTM, typically a single operating day; for capacity markets, may span a month or season. | FERC Form 1; RTO/ISO Settlement Tariff
financial_settlement | settlement_statement | capacity_charges_usd | Capacity Market Charges (USD) | DECIMAL(18,4) | confidential |  |  | Charges assessed for capacity market obligations, including capacity deficiency penalties or capacity purchases from the RTO/ISO capacity auction. Supports resource adequacy cost tracking for IRP filings. | FERC Order 745; RTO/ISO Capacity Tariff
financial_settlement | settlement_statement | capacity_credits_usd | Capacity Market Credits (USD) | DECIMAL(18,4) | confidential |  |  | Revenues received for capacity resources cleared in the RTO/ISO capacity auction. Supports resource adequacy revenue tracking and PPA valuation for IRP filings. | FERC Order 745; RTO/ISO Capacity Tariff
financial_settlement | settlement_statement | congestion_credits_usd | Congestion Revenue Rights (CRR) Credits (USD) | DECIMAL(18,4) | confidential |  |  | Credits received from Congestion Revenue Rights (CRR) or Financial Transmission Rights (FTR) held by the market participant, offsetting congestion costs in the LMP settlement. Supports hedging effectiveness analysis. | FERC Order 681; OATT; LMP Settlement Protocols
financial_settlement | settlement_statement | created_timestamp | Record Created Timestamp | TIMESTAMP |  |  |  | Timestamp when this settlement statement record was first ingested into the Databricks Silver Layer from the source RTO/ISO system or internal market operations system. Supports data lineage and audit trail. | SOX Section 404; FERC Record Retention Requirements
financial_settlement | settlement_statement | currency_code | Currency Code (ISO 4217) | STRING |  | '^[A-Z]{3}$ |  | Three-letter ISO 4217 currency code for all monetary amounts on this settlement statement. Typically 'USD' for North American RTO/ISO markets. Included to support multi-currency scenarios for cross-border markets (e.g., IESO in Canada). | ISO 4217; FERC EQR
financial_settlement | settlement_statement | dispute_amount_usd | Disputed Amount (USD) | DECIMAL(18,4) | confidential |  |  | Dollar amount under formal dispute with the RTO/ISO for this settlement statement. May be a subset of the net_settlement_amount_usd. Populated only when is_disputed = True. Supports contingent liability disclosure for SOX and GAAP. | GAAP ASC 450; SOX Section 404; FERC Order 888
financial_settlement | settlement_statement | dispute_deadline_date | Dispute Deadline Date | DATE |  |  |  | Last calendar date by which the market participant may file a formal dispute or request for resettlement with the RTO/ISO for this statement. Derived from RTO/ISO tariff dispute windows; tracked to prevent forfeiture of dispute rights. | RTO/ISO Settlement Tariff; FERC Order 888
financial_settlement | settlement_statement | energy_charges_usd | Energy Charges (USD) | DECIMAL(18,4) | confidential |  |  | Portion of total charges attributable to energy (MWh) purchases in the DAM or RTM, settled at Locational Marginal Price (LMP). Supports disaggregated cost analysis for IRP and FERC EQR reporting. | FERC EQR; LMP Settlement Protocols
financial_settlement | settlement_statement | energy_credits_usd | Energy Credits (USD) | DECIMAL(18,4) | confidential |  |  | Portion of total credits attributable to energy (MWh) sales in the DAM or RTM, settled at Locational Marginal Price (LMP). Supports revenue disaggregation for IRP and FERC EQR reporting. | FERC EQR; LMP Settlement Protocols
financial_settlement | settlement_statement | ferc_account_code | Federal Energy Regulatory Commission (FERC) Account Code | STRING |  |  |  | FERC Uniform System of Accounts (USofA) account code applicable to this settlement statement (e.g., Account 555 for Purchased Power, Account 447 for Sales for Resale). Required for FERC Form 1 and EQR regulatory reporting. | FERC Uniform System of Accounts; FERC Form 1
financial_settlement | settlement_statement | is_disputed | Is Disputed Flag | BOOLEAN |  |  |  | Indicates whether the utility has filed a formal dispute with the RTO/ISO for this settlement statement. True = active dispute filed; False = no dispute. Triggers dispute tracking workflow and suspends payment processing for disputed amounts. | RTO/ISO Settlement Tariff; FERC Order 888
financial_settlement | settlement_statement | market_type | Wholesale Market Type | STRING |  | DAM¦RTM¦capacity¦ancillary_services¦transmission |  | Classifies the wholesale market segment covered by this settlement statement. DAM = Day-Ahead Market; RTM = Real-Time Market; capacity = capacity obligation market; ancillary_services = regulation, spinning reserve, etc.; transmission = transmission congestion or OATT charges. [ENUM-REF-CANDIDATE: DAM¦RTM¦capacity¦ancillary_services¦transmission¦REC — promote to reference product if additional market types are added] | FERC Order 888; OATT; RTO/ISO Tariff
financial_settlement | settlement_statement | net_settlement_amount_usd | Net Settlement Amount (USD) | DECIMAL(18,4) | confidential |  |  | Net financial obligation for this settlement statement in US dollars, calculated as total_credits_usd minus total_charges_usd. A positive value indicates a net receipt (credit to utility); a negative value indicates a net payment owed to the RTO/ISO. Primary figure for treasury and FERC Form 1 reporting. | FERC Form 1; GAAP ASC 606; SOX Section 404
financial_settlement | settlement_statement | notes | Settlement Statement Notes | STRING |  |  |  | Free-text field for market operations staff to record internal annotations, reconciliation observations, or dispute correspondence references associated with this settlement statement. Not transmitted to the RTO/ISO. | SOX Section 404
financial_settlement | settlement_statement | operating_day | Operating Day | DATE |  |  |  | The specific RTO/ISO operating day (midnight-to-midnight) to which this settlement statement applies. For DAM and RTM settlements, this is a single calendar date. For multi-day statements (capacity, ancillary), this field represents the primary operating day or is set to the billing_period_start_date. | RTO/ISO Settlement Tariff; FERC EQR
financial_settlement | settlement_statement | payment_date | Payment Date | DATE |  |  |  | Actual calendar date on which payment was made to or received from the RTO/ISO for this settlement statement. Distinct from payment_due_date; used to calculate late payment penalties and for cash flow reconciliation. | GAAP ASC 230; FERC Form 1
financial_settlement | settlement_statement | payment_due_date | Payment Due Date | DATE |  |  |  | Calendar date by which the net settlement amount must be paid to or received from the RTO/ISO. Drives cash flow forecasting, treasury operations, and late-payment penalty exposure. | FERC Order 888; RTO/ISO Settlement Tariff
financial_settlement | settlement_statement | payment_transaction_ref | Payment Transaction Reference | STRING |  |  |  | External payment transaction reference number or ACH/wire transfer confirmation number associated with the settlement of this statement. Populated upon payment execution. Supports treasury reconciliation with SAP S/4HANA accounts payable/receivable. | GAAP ASC 230; SOX Section 404
financial_settlement | settlement_statement | resettlement_reason | Resettlement Reason | STRING |  |  |  | Free-text or coded description of the reason for resettlement or true-up, as provided by the RTO/ISO. Examples include meter data correction, LMP recalculation, capacity obligation adjustment, or ancillary service reallocation. Populated only for statement_run_type values of 'resettlement' or 'true_up'. | RTO/ISO Settlement Tariff; FERC EQR
financial_settlement | settlement_statement | settlement_statement_id | Settlement Statement ID | BIGINT |  |  |  | Unique surrogate identifier for the wholesale market settlement statement record in the Databricks Silver Layer. Serves as the primary key for this entity. | FERC Form 1; FERC EQR | TRUE
financial_settlement | settlement_statement | source_system_code | Source System Code | STRING |  | RTO_ISO_PORTAL¦EMS¦ERP¦MANUAL |  | Code identifying the operational system of record from which this settlement statement was sourced. 'RTO_ISO_PORTAL' = direct RTO/ISO market portal feed; 'EMS' = ABB or GE Energy Management System; 'ERP' = SAP S/4HANA or Oracle ERP Cloud; 'MANUAL' = manually entered by market operations staff. | SOX Section 404; FERC Record Retention Requirements
financial_settlement | settlement_statement | statement_number | Settlement Statement Number | STRING |  |  |  | Externally-known alphanumeric identifier assigned by the RTO/ISO to uniquely identify this settlement statement. Used for reconciliation with the RTO/ISO portal and FERC EQR filings. | FERC EQR; NERC FAC-001
financial_settlement | settlement_statement | statement_publication_timestamp | Statement Publication Timestamp | TIMESTAMP |  |  |  | Date and time when the RTO/ISO published and made this settlement statement available to market participants. This is the principal real-world business event timestamp — the moment the financial obligation became known to the utility. | FERC EQR; RTO/ISO Settlement Tariff
financial_settlement | settlement_statement | statement_run_type | Settlement Statement Run Type | STRING |  | initial¦resettlement¦true_up¦final |  | Indicates the settlement run cycle that produced this statement. 'initial' is the first pass estimate; 'resettlement' reflects corrections after initial; 'true_up' applies final meter data adjustments; 'final' is the binding, non-revisable settlement. Drives financial posting and dispute eligibility windows. | FERC EQR; RTO/ISO Settlement Tariff
financial_settlement | settlement_statement | statement_status | Settlement Statement Status | STRING |  | published¦under_review¦disputed¦accepted¦paid¦closed |  | Current lifecycle state of the settlement statement within the utility's internal reconciliation workflow. 'published' = received from RTO/ISO; 'under_review' = internal validation in progress; 'disputed' = formal dispute filed with RTO/ISO; 'accepted' = validated and approved for payment; 'paid' = payment executed; 'closed' = fully settled and archived. | FERC EQR; SOX Section 404
financial_settlement | settlement_statement | statement_version | Settlement Statement Version Number | INT |  |  |  | Sequential version number of the settlement statement issued by the RTO/ISO for the same billing period and run type. Increments with each resettlement or correction. Version 1 is the original issuance. | RTO/ISO Settlement Tariff; FERC EQR
financial_settlement | settlement_statement | total_charges_usd | Total Charges (USD) | DECIMAL(18,4) | confidential |  |  | Gross sum of all charge line items on this settlement statement in US dollars. Represents amounts owed by the market participant to the RTO/ISO for energy purchases, capacity obligations, ancillary service charges, and transmission fees. | FERC Form 1; GAAP ASC 606
financial_settlement | settlement_statement | total_credits_usd | Total Credits (USD) | DECIMAL(18,4) | confidential |  |  | Gross sum of all credit line items on this settlement statement in US dollars. Represents amounts owed to the market participant by the RTO/ISO for energy sales, capacity revenues, ancillary service revenues, and congestion credits. | FERC Form 1; GAAP ASC 606
financial_settlement | settlement_statement | total_energy_volume_mwh | Total Energy Volume (MWh) | DECIMAL(18,4) |  |  |  | Net energy volume in Megawatt-Hours (MWh) settled on this statement, representing the algebraic sum of all DAM and RTM energy positions. Positive = net purchase; negative = net sale. Supports FERC EQR quantity reporting. | FERC EQR; IEEE 1366
financial_settlement | settlement_statement | transmission_charges_usd | Transmission Charges (USD) | DECIMAL(18,4) | confidential |  |  | Charges for transmission service, congestion, and OATT-related fees assessed on this settlement statement. Includes congestion component of LMP and transmission loss charges. | FERC OATT; FERC Form 1 Schedule 321
financial_settlement | settlement_statement | updated_timestamp | Record Updated Timestamp | TIMESTAMP |  |  |  | Timestamp when this settlement statement record was last modified in the Databricks Silver Layer, such as when a status change, dispute flag, or payment date was recorded. Supports change data capture and audit trail. | SOX Section 404; FERC Record Retention Requirements
financial_settlement | settlement_statement | weighted_avg_lmp_usd_per_mwh | Weighted Average Locational Marginal Price (LMP) (USD/MWh) | DECIMAL(10,4) |  |  |  | Volume-weighted average Locational Marginal Price (LMP) in USD per MWh across all energy positions settled on this statement. Supports market cost benchmarking, IRP analysis, and FERC EQR price reporting. | FERC EQR; LMP Settlement Protocols

## finance
subdomain | product | attribute | business_glossary_term | type | tags | value_regex | foreign_key_to | description | reference | is_primary_key | llm_fk_skip | llm_fk_skip_reason
accounting_operations | cost_center | parent_cost_center_id |  | BIGINT | self_ref_fk |  | finance.cost_center.cost_center_id | Self-referencing FK on cost_center (parent_cost_center_id)
accounting_operations | cost_center | profit_center_id | Profit Center Id (Foreign Key) | BIGINT |  |  | finance.profit_center.profit_center_id | Foreign key linking to finance.profit_center. Business justification: cost_center has profit_center attribute (STRING). profit_center is the master for profit centers. Normalizing this reference allows joining to get full profit center details (name, responsible_manager | Internal - LLM Generated Cross-Domain Link
accounting_operations | cost_center | activity_type | Primary Activity Type | STRING |  |  |  | Primary SAP activity type (LSTAR) associated with this cost center, representing the unit of output or service produced (e.g., labor hours, machine hours, kWh generated). Used for internal activity allocation, cost rate calculation, and transfer pricing between cost centers in the utility's controlling model. | SAP S/4HANA CO-OM-ACT Activity Type Master
accounting_operations | cost_center | allocation_method | Cost Allocation Method | STRING |  | direct¦indirect_activity¦statistical_key_figure¦assessment¦distribution¦none |  | Method used to allocate or distribute costs from this cost center to other cost objects (e.g., direct activity allocation, assessment cycle, distribution cycle, statistical key figure). Governs how shared service and overhead costs are spread across generation, T&D, and customer service functions for cost-of-service studies. [ENUM-REF-CANDIDATE: direct¦indirect_activity¦statistical_key_figure¦assessment¦distribution¦none — promote to reference product] | SAP S/4HANA CO-OM Allocation; FERC USoA Allocation Methods; NARUC Cost Allocation Manual
accounting_operations | cost_center | annual_capex_budget | Annual Capital Expenditure (CAPEX) Budget | DECIMAL(18,2) | confidential |  |  | Approved annual CAPEX budget amount for this cost center in the controlling area currency. Supports capital program tracking, AFUDC eligibility assessment, WIP monitoring, and rate base additions reporting to PUCs and FERC. | SAP S/4HANA CO-OM-CCA Planning; FERC USoA Plant Accounts; GAAP ASC 360
accounting_operations | cost_center | annual_opex_budget | Annual Operating Expenditure (OPEX) Budget | DECIMAL(18,2) | confidential |  |  | Approved annual OPEX budget amount for this cost center in the controlling area currency. Used for budget vs. actual variance reporting, rate case cost-of-service studies, and PBR performance tracking. Sourced from SAP S/4HANA CO planning versions. | SAP S/4HANA CO-OM-CCA Planning; FERC USoA; PBR Regulatory Framework
accounting_operations | cost_center | budget_fiscal_year | Budget Fiscal Year | INT |  |  |  | Fiscal year (YYYY) for which the annual OPEX and CAPEX budget amounts are applicable. Aligns with the utility's SAP fiscal year variant and regulatory test year used in rate case filings. | SAP S/4HANA CO Fiscal Year; FERC Rate Case Test Year
accounting_operations | cost_center | business_area | Business Area | STRING |  | '^[A-Z0-9]{1,4}$ |  | SAP Business Area (GSBER) representing a distinct operational segment of the utility (e.g., electric operations, gas operations, unregulated). Used for cross-company-code reporting and supports regulatory separation of electric and gas operations as required by state PUC accounting orders. | SAP S/4HANA FI Business Area; State PUC Accounting Orders
accounting_operations | cost_center | capex_opex_indicator | Capital Expenditure (CAPEX) / Operating Expenditure (OPEX) Indicator | STRING |  | CAPEX¦OPEX¦MIXED |  | Indicates whether this cost center primarily accumulates Capital Expenditures (CAPEX), Operating Expenditures (OPEX), or a mix of both. Critical for regulatory accounting, rate base determination, and FERC USoA plant account vs. expense account mapping. Supports AFUDC calculation eligibility and WIP tracking. | FERC USoA 18 CFR Part 101; GAAP ASC 360; SOX
accounting_operations | cost_center | company_code | Company Code | STRING |  | '^[A-Z0-9]{1,4}$ |  | SAP Company Code (BUKRS) representing the legal entity to which this cost center is assigned. Aligns with the utility's GAAP reporting entity and FERC jurisdictional entity for rate case and regulatory reporting purposes. | SAP S/4HANA FI-CO Integration; GAAP ASC 810; FERC USoA
accounting_operations | cost_center | controlling_area | Controlling Area | STRING |  | '^[A-Z0-9]{1,4}$ |  | SAP Controlling Area (KOKRS) to which this cost center belongs. Defines the organizational unit within which cost accounting is performed. Typically maps to the utility's legal entity or consolidated reporting entity. | SAP S/4HANA CO Module; GAAP ASC 280
accounting_operations | cost_center | cost_center_category | Cost Center Category | STRING |  | '^[A-Z0-9]{1,2}$ |  | SAP cost center category code (KOSAR) classifying the type of cost center (e.g., E=Production/Operations, F=Overhead, H=Overhead, I=Investment, etc.). Determines which activity types and statistical key figures can be posted and controls planning behavior in SAP CO. | SAP S/4HANA CO-OM-CCA Cost Center Category
accounting_operations | cost_center | cost_center_code | Cost Center Code | STRING |  | '^[A-Z0-9_-]{2,20}$ |  | Externally-known alphanumeric code uniquely identifying the cost center within the SAP S/4HANA controlling area. Matches the SAP KOSTL field and is used in all FERC Uniform System of Accounts (USoA) cost allocations, rate case filings, and general ledger postings. | SAP S/4HANA CO-OM-CCA; FERC Uniform System of Accounts
accounting_operations | cost_center | cost_center_id | Cost Center ID | BIGINT |  |  |  | Unique surrogate identifier for the cost center record in the Databricks Silver Layer. Primary key for all financial allocation and reporting joins. | SAP S/4HANA Cost Center Master Data | TRUE
accounting_operations | cost_center | cost_center_level | Cost Center Hierarchy Level | INT |  |  |  | Numeric level of this cost center within the organizational hierarchy (e.g., 1=Division, 2=Department, 3=Work Group). Supports hierarchical drill-down in financial reporting and budget consolidation processes. | SAP S/4HANA CO-OM-CCA Standard Hierarchy
accounting_operations | cost_center | cost_center_name | Cost Center Name | STRING |  |  |  | Short descriptive name of the cost center as maintained in SAP S/4HANA (KTEXT field). Used in financial reports, budget variance analyses, and cost-of-service studies submitted to state Public Utility Commissions (PUCs) and FERC. | SAP S/4HANA CO-OM-CCA
accounting_operations | cost_center | cost_center_status | Cost Center Status | STRING |  | active¦inactive¦locked¦pending_approval¦archived |  | Current lifecycle status of the cost center in SAP S/4HANA. 'active' = open for postings; 'inactive' = temporarily closed; 'locked' = blocked for new postings (SAP lock indicator); 'pending_approval' = awaiting activation; 'archived' = historically closed and no longer in use. Controls whether financial transactions can be posted to this cost center. | SAP S/4HANA CO-OM-CCA Lock Indicator; SOX Internal Controls
accounting_operations | cost_center | cost_element_group | Cost Element Group | STRING |  |  |  | SAP cost element group associated with this cost center, grouping related primary and secondary cost elements (G/L accounts) for planning, budgeting, and reporting. Supports OPEX and CAPEX segregation required for FERC USoA account mapping. | SAP S/4HANA CO-OM-CEL; FERC USoA
accounting_operations | cost_center | created_timestamp | Record Created Timestamp | TIMESTAMP |  |  |  | Timestamp when this cost center master record was first created in the source system (SAP S/4HANA). Supports audit trail requirements for SOX Section 404 internal controls and data governance lineage in the Databricks Silver Layer. | SOX Section 404; SAP S/4HANA Audit Log
accounting_operations | cost_center | currency_code | Currency Code | STRING |  | '^[A-Z]{3}$ |  | ISO 4217 three-letter currency code for the cost center's controlling area currency (e.g., USD). Defines the currency in which budgets, actuals, and plan values are recorded and reported for this cost center. | ISO 4217 Currency Codes; SAP S/4HANA CO Controlling Area Currency
accounting_operations | cost_center | department_code | Department Code | STRING |  | '^[A-Z0-9_-]{1,10}$ |  | Organizational department code to which this cost center belongs, as defined in the utility's HR and finance organizational structure (SuccessFactors/Workday). Supports headcount and labor cost allocation reporting and aligns with the utility's organizational chart for management reporting. | SAP S/4HANA Organizational Management; SuccessFactors/Workday HCM
accounting_operations | cost_center | depreciation_area | Depreciation Area | STRING |  | '^[0-9]{2}$ |  | SAP Asset Accounting depreciation area code associated with assets assigned to this cost center. Defines the depreciation rules (GAAP book, FERC regulatory, tax) applied to utility plant assets tracked under this cost center. Supports FERC-prescribed depreciation rates and GAAP ASC 360 asset accounting. | SAP S/4HANA FI-AA Asset Accounting; FERC USoA Depreciation Accounts; GAAP ASC 360
accounting_operations | cost_center | energy_commodity | Energy Commodity | STRING |  | electric¦gas¦both¦none |  | Identifies whether this cost center supports electric operations, gas operations, both, or neither (corporate/shared services). Required for regulatory separation of electric and gas utility operations per state PUC accounting orders and FERC USoA commodity-specific account mapping. | FERC USoA 18 CFR Part 101 (Electric) and 18 CFR Part 201 (Gas); State PUC Accounting Orders
accounting_operations | cost_center | ferc_account_code | Federal Energy Regulatory Commission (FERC) Account Code | STRING |  | '^[0-9]{3}(\.[0-9]{1,3})?$ |  | Primary FERC Uniform System of Accounts (USoA) account code to which costs accumulated in this cost center are mapped for regulatory reporting. Required for FERC Form 1 (electric) and FERC Form 2 (gas) annual report filings. Enables direct traceability from cost center to regulatory account. | FERC Uniform System of Accounts 18 CFR Part 101 (Electric); 18 CFR Part 201 (Gas)
accounting_operations | cost_center | fiscal_year_variant | Fiscal Year Variant | STRING |  | '^[A-Z0-9]{2}$ |  | SAP Fiscal Year Variant (PERIV) assigned to this cost center's controlling area, defining the fiscal year calendar (e.g., K4 = calendar year Jan-Dec). Ensures correct period assignment for budget planning and actual cost postings in regulatory and GAAP financial reporting. | SAP S/4HANA FI Fiscal Year Variant; GAAP ASC 270
accounting_operations | cost_center | functional_area | Functional Area | STRING |  |  |  | Primary utility functional area served by this cost center, aligned with FERC Uniform System of Accounts functional classifications (e.g., generation, transmission, distribution). Drives cost allocation to FERC accounts and supports cost-of-service studies for rate cases filed with PUCs and FERC. [ENUM-REF-CANDIDATE: generation¦transmission¦distribution_electric¦distribution_gas¦metering¦customer_service¦corporate¦regulatory¦finance¦it¦hr — promote to reference product] | FERC Uniform System of Accounts (USoA) 18 CFR Part 101; NARUC Uniform System of Accounts
accounting_operations | cost_center | gl_account_group | General Ledger (GL) Account Group | STRING |  | '^[A-Z0-9_-]{1,10}$ |  | SAP General Ledger account group associated with this cost center, defining the range of G/L accounts (FERC USoA accounts) that can be posted. Ensures that only appropriate expense and capital accounts are used for each functional area, supporting GAAP and FERC regulatory accounting integrity. | SAP S/4HANA FI-GL Account Group; FERC USoA; GAAP
accounting_operations | cost_center | headcount_plan | Planned Headcount | INT |  |  |  | Approved planned headcount (number of full-time equivalent positions) assigned to this cost center for the current budget year. Used for labor cost planning, workforce analytics, and rate case labor cost justification in cost-of-service studies filed with PUCs. | SAP S/4HANA HR-CO Integration; SuccessFactors/Workday Workforce Planning
accounting_operations | cost_center | hierarchy_area | Cost Center Hierarchy Area | STRING |  |  |  | Node within the SAP standard cost center hierarchy (KHINR) to which this cost center belongs. Defines the organizational rollup path for management reporting, budget consolidation, and cost-of-service study aggregations aligned with the utility's organizational structure. | SAP S/4HANA CO-OM-CCA Standard Hierarchy
accounting_operations | cost_center | last_changed_timestamp | Record Last Changed Timestamp | TIMESTAMP |  |  |  | Timestamp of the most recent modification to this cost center master record in SAP S/4HANA. Used for incremental ETL processing in the Databricks Lakehouse pipeline and SOX change management audit trail. | SOX Section 404; SAP S/4HANA Change Documents; Databricks ETL
accounting_operations | cost_center | location_code | Location Code | STRING |  | '^[A-Z0-9_-]{1,20}$ |  | Physical location or service territory code associated with this cost center. For field operations cost centers, maps to a geographic service district or substation area. Supports geographic cost allocation, T&D cost-of-service studies, and GIS-based reporting via ESRI ArcGIS integration. | ESRI ArcGIS GIS Network; FERC USoA Geographic Allocation
accounting_operations | cost_center | long_description | Cost Center Long Description | STRING |  |  |  | Extended narrative description of the cost center's business purpose, scope of activities, and organizational context. Supports regulatory documentation and rate case cost-of-service study narratives. | SAP S/4HANA CO-OM-CCA; FERC Uniform System of Accounts
accounting_operations | cost_center | plant_code | Plant Code | STRING |  | '^[A-Z0-9]{1,4}$ |  | SAP Plant (WERKS) or physical facility/location to which this cost center is primarily assigned. For generation cost centers, maps to a specific power plant. For T&D cost centers, maps to a service territory or operating district. Supports asset-level cost tracking in conjunction with Oracle WAM or IBM Maximo EAM. | SAP S/4HANA Plant Maintenance (PM); FERC USoA Plant Accounts
accounting_operations | cost_center | profit_center | Profit Center | STRING |  | '^[A-Z0-9_-]{1,10}$ |  | SAP Profit Center (PRCTR) to which this cost center is assigned for internal management reporting and segment profitability analysis. Supports GAAP segment reporting disclosures (ASC 280) and internal ROE/ROI analysis by business segment (electric, gas, corporate). | SAP S/4HANA EC-PCA; GAAP ASC 280
accounting_operations | cost_center | regulatory_jurisdiction | Regulatory Jurisdiction | STRING |  | FERC¦state_puc¦both¦non_regulated |  | Indicates the regulatory jurisdiction governing costs accumulated in this cost center. 'FERC' = subject to FERC wholesale/transmission regulation; 'state_puc' = subject to state Public Utility Commission retail rate regulation; 'both' = dual jurisdiction; 'non_regulated' = unregulated activities. Critical for cost allocation in rate cases and FERC Form 1/2 reporting. | FERC 18 CFR Part 101; State PUC Tariff and Rate Case Rules; NARUC
accounting_operations | cost_center | responsible_manager_code | Responsible Manager Employee ID | STRING | confidential |  |  | Employee identifier of the manager accountable for the cost center's budget and expenditures, as maintained in SAP S/4HANA (VERAK field) and synchronized with SuccessFactors or Workday HCM. Used for budget approval workflows, variance reporting, and SOX internal control accountability assignments. | SAP S/4HANA CO-OM-CCA; SOX Section 302/404 |  | TRUE | This references a person/manager. There is no workforce.employee or shared.actor table in the model. The manager is likely referenced by an employee ID from an HR/workforce system not modeled here. Since no appropriate person table exists and this is a single reference, KEEP_AS_IS is appropriate as an external HR system reference.
accounting_operations | cost_center | responsible_manager_name | Responsible Manager Name | STRING |  |  |  | Full name of the manager responsible for this cost center's budget and financial performance. Displayed in financial reports, budget variance dashboards, and cost-of-service study documentation. Sourced from SAP S/4HANA cost center master (VERAK_NAME). | SAP S/4HANA CO-OM-CCA
accounting_operations | cost_center | source_system_code | Source System Identifier | STRING |  | '^[A-Z0-9_-]{1,20}$ |  | Identifier of the operational source system from which this cost center master record originates (e.g., SAP S/4HANA client/system ID). Supports data lineage tracking in the Databricks Lakehouse Silver Layer and enables reconciliation between the lakehouse and the ERP system of record. | SAP S/4HANA System Landscape; Databricks Data Lineage |  | TRUE | This is clearly an external system identifier referencing the source ERP or financial system that originated this cost center record. It is not a FK to a modeled table but an external system reference.
accounting_operations | cost_center | sox_relevant | Sarbanes-Oxley (SOX) Relevant Indicator | BOOLEAN |  |  |  | Indicates whether this cost center is within scope for Sarbanes-Oxley (SOX) Section 404 internal controls over financial reporting. SOX-relevant cost centers require documented controls, segregation of duties, and periodic management testing as part of the utility's annual SOX compliance program. | SOX Section 302 and 404; PCAOB AS 2201
accounting_operations | cost_center | wbs_element | Work Breakdown Structure (WBS) Element | STRING |  | '^[A-Z0-9._-]{1,24}$ |  | SAP Work Breakdown Structure (WBS) element associated with this cost center for capital project cost tracking. Links cost center CAPEX accumulation to specific capital projects in SAP PS (Project System), supporting AFUDC calculation, WIP reporting, and CIAC tracking for regulatory rate base purposes. | SAP S/4HANA PS Project System; FERC USoA Construction Work in Progress (CWIP) Accounts; GAAP ASC 360
accounting_operations | cost_center | work_order_settlement_profile | Work Order Settlement Profile | STRING |  |  |  | SAP settlement profile (ABCPROFIL) defining how maintenance and capital work order costs are settled to this cost center from Oracle WAM or IBM Maximo work orders integrated via SAP PM. Governs CAPEX vs. OPEX treatment of maintenance activities for regulatory accounting. | SAP S/4HANA CO-OM Settlement; FERC USoA Maintenance Accounts
accounting_operations | cost_center | valid_from | Valid From Date | DATE |  |  |  | Date from which this cost center is valid and open for financial postings in SAP S/4HANA (DATAB field). Defines the start of the cost center's active period for budget planning, actual cost accumulation, and regulatory reporting. | SAP S/4HANA CO-OM-CCA Validity Period; FERC USoA
accounting_operations | cost_center | valid_to | Valid To Date | DATE |  |  |  | Date through which this cost center is valid in SAP S/4HANA (DATBI field). After this date, no new postings are permitted. Nullable for open-ended cost centers. Supports historical cost center management and regulatory period-of-record requirements. | SAP S/4HANA CO-OM-CCA Validity Period; FERC USoA
accounting_operations | financial_period | prior_year_period_financial_period_id | Prior Year Comparable Period ID | BIGINT |  |  | finance.financial_period.financial_period_id | Reference to the corresponding fiscal period in the prior year, enabling year-over-year financial comparisons in regulatory filings, earnings reports, and rate case testimony. For example, Period 3 FY2024 links to Period 3 FY2023. | FERC Form 1; GAAP ASC 270; SEC Regulation S-X
accounting_operations | financial_period | accrual_cutoff_date | Accrual Cutoff Date | DATE |  |  |  | The last date by which accrual journal entries (unbilled revenue, fuel cost accruals, O&M accruals, AFUDC accruals) must be posted to be included in this fiscal period's financial results. May differ from calendar_end_date when the utility's close schedule allows a grace period for late accruals. Format: yyyy-MM-dd. | GAAP ASC 420; FERC Uniform System of Accounts; SAP S/4HANA Financial Closing Cockpit
accounting_operations | financial_period | budget_period_flag | Budget Period Flag | BOOLEAN |  |  |  | Indicates whether this fiscal period has an approved operating budget loaded in the financial planning system. True = budget data available for variance analysis; False = no budget loaded. Supports CAPEX/OPEX budget vs. actual variance reporting and rate case cost-of-service analysis. | GAAP ASC 270; SAP S/4HANA BPC Budget Planning; PUC Rate Case Cost-of-Service
accounting_operations | financial_period | calendar_end_date | Calendar Period End Date | DATE |  |  |  | The calendar date on which this fiscal period ends (inclusive). Defines the boundary for accruals, revenue recognition cut-offs, and period-end close procedures. Format: yyyy-MM-dd. | FERC Form 1; GAAP ASC 270; Oracle ERP Cloud Accounting Calendar
accounting_operations | financial_period | calendar_month | Calendar Month Number | INT |  |  |  | The calendar month number (1–12) corresponding to this fiscal period. For regular periods, this aligns with the calendar month. For adjustment periods (13–16), this retains the calendar month of the base period to which adjustments are attributed. Supports alignment with AMI billing cycles and meter read schedules. | Oracle ERP Cloud Accounting Calendar; SAP S/4HANA FI Fiscal Year Variant
accounting_operations | financial_period | calendar_start_date | Calendar Period Start Date | DATE |  |  |  | The calendar date on which this fiscal period begins (inclusive). Used to align fiscal period boundaries with calendar-month meter reads, billing cycles, energy market settlement dates, and regulatory reporting windows. Format: yyyy-MM-dd. | FERC Form 1; GAAP ASC 270; Oracle ERP Cloud Accounting Calendar
accounting_operations | financial_period | calendar_year | Calendar Year | INT |  |  |  | The four-digit calendar year corresponding to this fiscal period. May differ from fiscal_year for utilities operating on a non-calendar fiscal year (e.g., April–March). Required for aligning fiscal periods with calendar-year regulatory reporting and energy market settlement calendars. | FERC Uniform System of Accounts; Oracle ERP Cloud Accounting Calendar
accounting_operations | financial_period | close_workflow_status | Period-End Close Workflow Status | STRING |  | not_started¦in_progress¦completed¦approved¦failed |  | Tracks the current state of the period-end or year-end close workflow for this fiscal period. 'not_started' = close activities not yet initiated; 'in_progress' = close tasks underway; 'completed' = all close tasks finished; 'approved' = controller/CFO sign-off obtained; 'failed' = close workflow encountered errors requiring remediation. | SOX Section 302/404; GAAP ASC 250; SAP S/4HANA Financial Closing Cockpit
accounting_operations | financial_period | company_code | Company Code | STRING |  |  |  | The SAP company code or Oracle ERP legal entity identifier for which this fiscal period is defined. Utilities with separate regulated subsidiaries (e.g., electric utility vs. gas utility) maintain distinct company codes with potentially independent period open/close controls for regulatory ring-fencing. | SAP S/4HANA FI Company Code Configuration; FERC Uniform System of Accounts; GAAP ASC 810
accounting_operations | financial_period | controlling_area | Controlling Area Code | STRING |  |  |  | The SAP Controlling (CO) area or Oracle ERP ledger set identifier to which this fiscal period applies. A controlling area groups company codes for cost controlling, internal orders, and profit center accounting. Utilities with multiple regulated entities (electric vs. gas) may operate under separate controlling areas with distinct period open/close schedules. | SAP S/4HANA CO Controlling Area Configuration; FERC Uniform System of Accounts
accounting_operations | financial_period | created_timestamp | Record Created Timestamp | TIMESTAMP |  |  |  | The date and time when this fiscal period record was first created in the financial system (SAP S/4HANA or Oracle ERP Cloud). Provides an audit trail for period configuration changes. Format: yyyy-MM-ddTHH:mm:ss.SSSXXX. | SOX Section 302/404; SAP S/4HANA Change Document; Oracle ERP Cloud Audit Trail
accounting_operations | financial_period | days_in_period | Days in Period | INT |  |  |  | The total number of calendar days in this fiscal period (derived from calendar_start_date and calendar_end_date). Used for daily rate proration in billing, depreciation calculations, fuel cost accruals, and energy generation output normalization. Stored explicitly to avoid runtime date arithmetic in reporting queries. | FERC Uniform System of Accounts; GAAP ASC 360 Depreciation; Utility Billing Rate Proration
accounting_operations | financial_period | depreciation_run_status | Depreciation Run Status | STRING |  | not_run¦in_progress¦completed¦posted |  | Indicates the status of the periodic depreciation calculation run for utility plant assets in this fiscal period. 'not_run' = depreciation not yet calculated; 'in_progress' = depreciation run executing; 'completed' = calculated but not yet posted; 'posted' = depreciation journal entries posted to the GL. Critical for CAPEX tracking and FERC plant account reporting. | SAP S/4HANA Asset Accounting (FI-AA); FERC Uniform System of Accounts Plant Accounts; GAAP ASC 360
accounting_operations | financial_period | ferc_reporting_year | Federal Energy Regulatory Commission (FERC) Reporting Year | INT |  |  |  | The FERC reporting year to which this fiscal period's financial data is attributed for FERC Form 1 (electric) and FERC Form 2 (gas) annual report submissions. May differ from fiscal_year for utilities with non-calendar fiscal years. Ensures correct period-to-FERC-filing alignment for regulatory compliance. | FERC Form 1 (18 CFR Part 141); FERC Form 2 (18 CFR Part 260); FERC Uniform System of Accounts
accounting_operations | financial_period | financial_period_id | Financial Period ID | BIGINT |  |  |  | Unique surrogate identifier for each fiscal period record in the financial reporting calendar. Primary key for the financial_period data product. | SAP S/4HANA FI Fiscal Year Variant; Oracle ERP Cloud Accounting Calendar | TRUE
accounting_operations | financial_period | fiscal_quarter | Fiscal Quarter | INT |  |  |  | The fiscal quarter (1–4) to which this period belongs. Derived from period_number but stored explicitly to support quarterly financial reporting, quarterly FERC filings, and quarterly earnings disclosures without requiring runtime computation. | FERC Form 1; GAAP ASC 270; SEC Regulation S-X
accounting_operations | financial_period | fiscal_year | Fiscal Year | INT |  |  |  | The four-digit fiscal year to which this period belongs (e.g., 2024). May differ from the calendar year when the utility operates on a non-calendar fiscal year variant. Used for annual financial reporting, FERC Form 1 submissions, and rate case cost-of-service studies. | FERC Uniform System of Accounts; GAAP ASC 270
accounting_operations | financial_period | fiscal_year_variant | Fiscal Year Variant Code | STRING |  |  |  | The fiscal year variant code from SAP S/4HANA (e.g., 'K4' for calendar-year variant, 'V3' for April–March) or equivalent accounting calendar identifier from Oracle ERP Cloud. Determines the mapping between fiscal periods and calendar months. Essential for multi-entity utilities operating under different fiscal calendars. | SAP S/4HANA FI Fiscal Year Variant Configuration; Oracle ERP Cloud Accounting Calendar
accounting_operations | financial_period | intercompany_elimination_status | Intercompany Elimination Status | STRING |  | not_required¦pending¦completed |  | Tracks whether intercompany transaction eliminations have been completed for this fiscal period in consolidated financial statements. Relevant for utilities with multiple regulated subsidiaries (electric, gas, unregulated affiliates). 'not_required' = single-entity utility; 'pending' = eliminations not yet processed; 'completed' = eliminations posted. | GAAP ASC 810 Consolidation; FERC Uniform System of Accounts; SAP S/4HANA Group Reporting
accounting_operations | financial_period | is_adjustment_period | Adjustment Period Flag | BOOLEAN |  |  |  | Indicates whether this is a special adjustment period (periods 13–16) used for post-close audit adjustments, regulatory accounting entries, or tax provision postings that must be segregated from regular operating period activity. True = adjustment period; False = regular period. | SAP S/4HANA FI Fiscal Year Variant; FERC Uniform System of Accounts; GAAP ASC 250
accounting_operations | financial_period | is_open_for_asset_posting | Open for Asset Accounting Posting Flag | BOOLEAN |  |  |  | Indicates whether the asset accounting sub-ledger is open for depreciation runs, asset acquisitions, retirements, and transfers in this fiscal period. Utilities carry significant CAPEX in generation, transmission, and distribution assets; asset accounting periods may close independently from the GL. True = asset postings permitted; False = blocked. | SAP S/4HANA Asset Accounting (FI-AA); FERC Uniform System of Accounts Plant Accounts; GAAP ASC 360
accounting_operations | financial_period | is_open_for_co_posting | Open for Controlling (CO) Posting Flag | BOOLEAN |  |  |  | Indicates whether the cost controlling module is open for internal order settlements, cost center allocations, and profit center postings in this fiscal period. True = CO postings permitted; False = blocked. Supports OPEX and CAPEX cost allocation for rate case cost-of-service studies. | SAP S/4HANA CO Controlling; FERC Uniform System of Accounts; PUC Rate Case Cost-of-Service
accounting_operations | financial_period | is_open_for_gl_posting | Open for General Ledger (GL) Posting Flag | BOOLEAN |  |  |  | Indicates whether the general ledger module is currently open for journal entry postings in this fiscal period. True = GL postings permitted; False = GL postings blocked. Distinct from asset accounting and cost controlling open flags, as each sub-ledger may have independent open/close timing. | SAP S/4HANA FI Period Management; SOX Section 302/404; GAAP ASC 250
accounting_operations | financial_period | is_open_for_mm_posting | Open for Materials Management (MM) Posting Flag | BOOLEAN |  |  |  | Indicates whether the materials management module is open for goods receipts, inventory movements, and purchase order invoice verifications in this fiscal period. Relevant for utility supply chain — fuel procurement, spare parts, and construction materials. True = MM postings permitted; False = blocked. | SAP S/4HANA MM Materials Management; GAAP ASC 330
accounting_operations | financial_period | is_year_end_period | Year-End Period Flag | BOOLEAN |  |  |  | Indicates whether this fiscal period is a year-end closing period requiring full year-end close procedures including balance carryforward, retained earnings posting, and annual financial statement preparation. True = year-end period; False = regular or interim period. | GAAP ASC 270; FERC Form 1 Annual Report; SAP S/4HANA Year-End Closing
accounting_operations | financial_period | last_updated_timestamp | Record Last Updated Timestamp | TIMESTAMP |  |  |  | The date and time when this fiscal period record was most recently modified (e.g., status change from open to closed, lock applied). Supports change data capture in the Databricks Silver layer ETL pipeline and SOX audit trail requirements. Format: yyyy-MM-ddTHH:mm:ss.SSSXXX. | SOX Section 302/404; SAP S/4HANA Change Document; Databricks Delta Lake Change Data Feed
accounting_operations | financial_period | ledger_type | Ledger Type | STRING |  | leading¦extension¦regulatory |  | Identifies the accounting ledger to which this period definition applies. 'leading' = primary GAAP ledger; 'extension' = parallel ledger for IFRS or tax accounting; 'regulatory' = FERC regulatory accounting ledger. Utilities maintain parallel ledgers to reconcile GAAP financial statements with FERC Uniform System of Accounts regulatory books. | SAP S/4HANA Universal Journal Ledger; FERC Uniform System of Accounts; GAAP ASC 980
accounting_operations | financial_period | period_close_timestamp | Period Close Timestamp | TIMESTAMP |  |  |  | The date and time when this fiscal period was officially closed following completion of period-end close procedures (accruals, reconciliations, depreciation runs, allocations). Null if the period has not yet been closed. Format: yyyy-MM-ddTHH:mm:ss.SSSXXX. | SOX Section 302/404; GAAP ASC 250; SAP S/4HANA FI Period Management
accounting_operations | financial_period | period_description | Fiscal Period Description | STRING |  |  |  | Free-text description providing additional context about this fiscal period, such as special close instructions, regulatory filing notes, or explanations for non-standard adjustment periods. Used by the financial close team and external auditors for period documentation. | GAAP ASC 250; SOX Section 302/404
accounting_operations | financial_period | period_lock_timestamp | Period Lock Timestamp | TIMESTAMP |  |  |  | The date and time when this fiscal period was hard-locked, preventing any further postings including adjustments. Represents the final SOX control point after which no unauthorized changes can be made to the period's financial data. Null if the period has not been locked. Format: yyyy-MM-ddTHH:mm:ss.SSSXXX. | SOX Section 302/404; SAP S/4HANA FI Period Lock; FERC Uniform System of Accounts
accounting_operations | financial_period | period_name | Fiscal Period Name | STRING |  |  |  | Human-readable label for the fiscal period (e.g., 'January 2024', 'Q1 2024 Adjustment', 'Year-End Close 2024'). Used in financial reports, dashboards, and regulatory filings for display purposes. | GAAP ASC 270; FERC Form 1
accounting_operations | financial_period | period_number | Fiscal Period Number | INT |  |  |  | The sequential period number within the fiscal year. Regular operating periods are numbered 1 through 12 (monthly). Adjustment and special closing periods are numbered 13 through 16 per SAP S/4HANA fiscal year variant conventions. Controls which posting periods are open in the general ledger, asset accounting, and cost controlling modules. | SAP S/4HANA FI Fiscal Year Variant; Oracle ERP Cloud Accounting Calendar; FERC Uniform System of Accounts
accounting_operations | financial_period | period_open_timestamp | Period Open Timestamp | TIMESTAMP |  |  |  | The date and time when this fiscal period was officially opened for journal entry postings. Provides an audit trail for period lifecycle management and SOX compliance. Format: yyyy-MM-ddTHH:mm:ss.SSSXXX. | SOX Section 302/404; SAP S/4HANA FI Period Management
accounting_operations | financial_period | period_short_code | Fiscal Period Short Code | STRING |  | '^[0-9]{4}\.[0-9]{3}$ |  | Compact alphanumeric code uniquely identifying the fiscal period in the format YYYY.PPP (e.g., '2024.001' for Period 1 of FY2024, '2024.013' for the first adjustment period). Used as a display key in financial reports, journal entry headers, and regulatory filings where space is constrained. | SAP S/4HANA FI Posting Period; FERC Form 1
accounting_operations | financial_period | period_status | Fiscal Period Status | STRING |  | open¦closed¦locked¦future |  | Current lifecycle state of the fiscal period controlling whether journal entry postings are permitted. 'open' = postings allowed; 'closed' = period-end close completed, no new postings; 'locked' = SOX-compliant hard lock preventing any unauthorized postings; 'future' = period not yet reached. Critical SOX internal control — period lock prevents unauthorized retroactive postings to closed periods. | SOX Section 302/404; SAP S/4HANA FI Period Management; FERC Uniform System of Accounts
accounting_operations | financial_period | period_type | Fiscal Period Type | STRING |  | regular¦adjustment¦year_end_closing¦special |  | Classifies the nature of the fiscal period. 'regular' = standard monthly operating period (1-12); 'adjustment' = post-close adjustment period (13-14); 'year_end_closing' = year-end closing period (15); 'special' = utility-specific special posting period (16). Determines which business transactions and journal entry types are permitted during the period. | SAP S/4HANA FI Fiscal Year Variant; GAAP ASC 270; FERC Uniform System of Accounts
accounting_operations | financial_period | rate_case_test_year_flag | Rate Case Test Year Flag | BOOLEAN |  |  |  | Indicates whether this fiscal period falls within the designated test year for an active or pending rate case proceeding before the PUC or FERC. True = period is part of the rate case test year; False = not a test year period. Triggers enhanced cost tracking and cost-of-service study data collection for regulatory testimony. | State PUC Rate Case Procedures; FERC Rate Case Filing Requirements; NARUC Uniform System of Accounts
accounting_operations | financial_period | regulatory_reporting_period | Regulatory Reporting Period Flag | BOOLEAN |  |  |  | Indicates whether this fiscal period aligns with a mandatory regulatory reporting deadline (e.g., FERC Form 1 annual filing, quarterly PUC financial reports, NERC reliability reporting). True = regulatory filing due at end of this period; False = no regulatory filing deadline. Triggers regulatory reporting workflow initiation. | FERC Form 1; FERC Form 3-Q; State PUC Financial Reporting Requirements; NERC Reliability Standards
accounting_operations | financial_period | source_system_period_key | Source System Period Key | STRING |  |  |  | The natural key or technical identifier for this fiscal period as it exists in the originating source system (e.g., SAP S/4HANA fiscal year + posting period concatenation '202401', or Oracle ERP Cloud period_name 'Jan-24'). Enables lineage tracing from the Silver layer back to the operational system of record for audit and reconciliation purposes. | SAP S/4HANA FI Posting Period; Oracle ERP Cloud Accounting Calendar; Databricks Data Lineage
accounting_operations | financial_period | sox_certification_status | Sarbanes-Oxley (SOX) Certification Status | STRING |  | not_required¦pending¦certified¦exceptions_noted |  | Tracks the SOX Section 302/404 internal control certification status for this fiscal period. 'not_required' = period not subject to SOX certification (e.g., interim adjustment periods); 'pending' = certification in progress; 'certified' = management certification completed with no material weaknesses; 'exceptions_noted' = material weakness or significant deficiency identified. | SOX Section 302; SOX Section 404; SEC Rules 13a-15 and 15d-15; PCAOB AS 2201
accounting_operations | gl_account | account_description | General Ledger (GL) Account Description | STRING |  |  |  | Extended narrative description of the GL account's purpose, the types of transactions posted to it, and any special accounting treatment required. Provides guidance to accountants and auditors on proper account usage. Sourced from the SAP S/4HANA or Oracle ERP Cloud account master long text field. | SAP S/4HANA Chart of Accounts; Oracle ERP Cloud Chart of Accounts; FERC Uniform System of Accounts (USoA)
accounting_operations | gl_account | account_group | General Ledger (GL) Account Group | STRING |  |  |  | The account group in SAP S/4HANA or Oracle ERP Cloud that controls the number range and field selection for this GL account (e.g., 'UTIL_PLANT' for utility plant accounts, 'OPEX' for operating expense accounts, 'REVENUE' for revenue accounts). Used in chart-of-accounts governance and ERP configuration management. | SAP S/4HANA Chart of Accounts; Oracle ERP Cloud Chart of Accounts
accounting_operations | gl_account | account_name | General Ledger (GL) Account Name | STRING |  |  |  | The official descriptive name of the GL account as defined in the chart of accounts (e.g., 'Electric Plant in Service', 'Miscellaneous Intangible Plant', 'Operation and Maintenance Expense'). Used in financial statements, rate case filings, and FERC Form 1/2 schedules. | FERC Uniform System of Accounts (USoA); GAAP ASC 205
accounting_operations | gl_account | account_number | General Ledger (GL) Account Number | STRING | restricted,pii_financial | '^[0-9]{3,10}$ |  | The externally-known chart-of-accounts number assigned to this GL account in SAP S/4HANA or Oracle ERP Cloud. Used as the primary business identifier for ledger postings, journal entries, and cross-system reconciliation. Aligns with the FERC Uniform System of Accounts numbering scheme (e.g., 101, 303, 408). | FERC Uniform System of Accounts (USoA); SAP S/4HANA Chart of Accounts
accounting_operations | gl_account | account_short_name | General Ledger (GL) Account Short Name | STRING |  |  |  | Abbreviated display name for the GL account used in reports, dashboards, and ERP screen labels where space is limited. Sourced from the SAP S/4HANA or Oracle ERP Cloud short description field on the chart of accounts master. | SAP S/4HANA Chart of Accounts; Oracle ERP Cloud Chart of Accounts
accounting_operations | gl_account | account_status | General Ledger (GL) Account Status | STRING |  | active¦inactive¦blocked¦pending_approval |  | Current lifecycle status of the GL account in the chart of accounts. Active accounts accept journal entry postings; inactive accounts are retained for historical reporting but do not accept new postings; blocked accounts are temporarily locked pending review; pending_approval accounts are newly created and awaiting chart-of-accounts governance approval. | SAP S/4HANA Chart of Accounts; Oracle ERP Cloud Chart of Accounts; SOX Section 404
accounting_operations | gl_account | account_subtype | General Ledger (GL) Account Subtype | STRING |  |  |  | Secondary classification within the account_type that provides finer segmentation for financial reporting (e.g., 'current asset', 'non-current asset', 'operating revenue', 'non-operating expense', 'long-term liability', 'retained earnings'). Used in GAAP balance sheet and income statement sub-classifications. [ENUM-REF-CANDIDATE: current_asset¦non_current_asset¦current_liability¦non_current_liability¦operating_revenue¦non_operating_revenue¦operating_expense¦non_operating_expense¦retained_earnings¦paid_in_capital — promote to reference product] | GAAP ASC 205; FERC Uniform System of Accounts (USoA)
accounting_operations | gl_account | account_type | General Ledger (GL) Account Type | STRING |  | asset¦liability¦equity¦revenue¦expense |  | The fundamental financial statement classification of the GL account per GAAP: asset, liability, equity, revenue, or expense. Drives balance sheet vs. income statement placement and is used in FERC Form 1/2 schedule mapping and SOX financial reporting controls. | GAAP ASC 205; FERC Uniform System of Accounts (USoA)
accounting_operations | gl_account | afudc_eligible | Allowance for Funds Used During Construction (AFUDC) Eligible Flag | BOOLEAN |  |  |  | Indicates whether this GL account is eligible for Allowance for Funds Used During Construction (AFUDC) capitalization. AFUDC represents the cost of debt and equity funds used to finance construction projects and is capitalized to utility plant per FERC USoA guidelines. Applicable to CWIP accounts and certain capital project cost accounts. | FERC Uniform System of Accounts (USoA) Account 107; GAAP ASC 835-20 (Capitalization of Interest)
accounting_operations | gl_account | capex_opex_indicator | Capital Expenditure (CAPEX) / Operating Expenditure (OPEX) Indicator | STRING |  | capex¦opex¦both¦not_applicable |  | Classifies the GL account as a capital expenditure (CAPEX) account, operating expenditure (OPEX) account, or both. CAPEX accounts feed the utility plant and work-in-progress (WIP) schedules; OPEX accounts feed the income statement. Essential for AFUDC calculations, rate base determination, and IRP financial modeling. | FERC Uniform System of Accounts (USoA); GAAP ASC 360 (Property, Plant and Equipment)
accounting_operations | gl_account | chart_of_accounts_code | Chart of Accounts (CoA) Code | STRING |  |  |  | The chart-of-accounts identifier in SAP S/4HANA or Oracle ERP Cloud to which this GL account belongs (e.g., 'UTIL' for the utility operating company chart, 'CORP' for the corporate holding company chart). Supports multi-entity financial consolidation and intercompany eliminations. | SAP S/4HANA Chart of Accounts; Oracle ERP Cloud Chart of Accounts
accounting_operations | gl_account | ciac_account_flag | Contribution in Aid of Construction (CIAC) Account Flag | BOOLEAN |  |  |  | Indicates whether this GL account records Contributions in Aid of Construction (CIAC) — cash or property contributed by customers or developers to fund utility infrastructure extensions. CIAC reduces rate base and is tracked separately per FERC USoA Account 271 and state PUC requirements. | FERC Uniform System of Accounts (USoA) Account 271; State PUC CIAC Rules
accounting_operations | gl_account | company_code | Company Code | STRING |  |  |  | The ERP company code (legal entity identifier) in SAP S/4HANA or Oracle ERP Cloud to which this GL account is assigned. Represents the regulated utility operating company or holding company entity for which GAAP financial statements and FERC annual reports are prepared. | SAP S/4HANA Organizational Structure; FERC Form 1/2 Entity Identification
accounting_operations | gl_account | cost_element_category | Cost Element Category | STRING |  | primary_cost¦secondary_cost¦revenue¦not_applicable |  | The SAP Controlling (CO) cost element category assigned to this GL account, indicating how costs flow through the cost accounting module. Primary cost elements represent costs originating from Financial Accounting (FI); secondary cost elements represent internal allocations and settlements. Used in O&M cost allocation studies for rate cases. | SAP S/4HANA Controlling (CO) Module; FERC Uniform System of Accounts (USoA)
accounting_operations | gl_account | created_timestamp | Record Created Timestamp | TIMESTAMP |  |  |  | The timestamp when this GL account master record was first created in the source ERP system (SAP S/4HANA or Oracle ERP Cloud). Used for chart-of-accounts audit trail, SOX change management controls, and data lineage tracking in the Databricks Silver Layer. | SOX Section 404; SAP S/4HANA Audit Log
accounting_operations | gl_account | currency_code | Account Currency Code | STRING |  | '^[A-Z]{3}$ |  | The ISO 4217 three-letter currency code in which this GL account is maintained (e.g., 'USD' for US Dollar). Utility companies operating in the US maintain accounts in USD; multinational holding companies may maintain accounts in multiple currencies. Drives currency translation in financial consolidation. | ISO 4217 Currency Codes; GAAP ASC 830 (Foreign Currency Matters)
accounting_operations | gl_account | deactivation_date | Account Deactivation Date | DATE |  |  |  | The date on which this GL account was deactivated and made unavailable for new journal entry postings. Null for currently active accounts. Historical balances remain accessible for reporting after deactivation. Used in chart-of-accounts governance and period-end close validation. | SAP S/4HANA Chart of Accounts; Oracle ERP Cloud Chart of Accounts
accounting_operations | gl_account | depreciation_account_flag | Depreciation Account Flag | BOOLEAN |  |  |  | Indicates whether this GL account is an accumulated depreciation or depreciation expense account. True for FERC accounts 108 (Accumulated Provision for Depreciation of Electric Utility Plant) and equivalent gas accounts. Used to identify accounts included in depreciation rate studies filed with state PUCs. | FERC Uniform System of Accounts (USoA); GAAP ASC 360
accounting_operations | gl_account | effective_date | Account Effective Date | DATE |  |  |  | The date on which this GL account became effective and available for use in the chart of accounts. Marks the start of the account's valid period for journal entry postings. Used in period-end close processes to validate that postings are made to accounts active during the posting period. | SAP S/4HANA Chart of Accounts; Oracle ERP Cloud Chart of Accounts; GAAP ASC 205
accounting_operations | gl_account | ferc_account_code | Federal Energy Regulatory Commission (FERC) Account Code | STRING |  | '^[0-9]{3}(\.?[0-9]{1,4})?$ |  | The FERC Uniform System of Accounts (USoA) account code mapped to this GL account (e.g., 101 for Electric Plant in Service, 303 for Miscellaneous Intangible Plant, 408 for Taxes Other Than Income Taxes). Mandatory for FERC Form 1 (electric) and FERC Form 2 (gas) regulatory filings. A single internal GL account may map to one FERC account code. | FERC Uniform System of Accounts (USoA) 18 CFR Parts 101 and 201
accounting_operations | gl_account | ferc_account_description | Federal Energy Regulatory Commission (FERC) Account Description | STRING |  |  |  | The official FERC USoA description for the mapped FERC account code. Provides the regulatory definition of allowable charges to this account as prescribed by FERC 18 CFR Parts 101 and 201. Used in rate case cost-of-service studies and FERC Form 1/2 narrative disclosures. | FERC Uniform System of Accounts (USoA) 18 CFR Parts 101 and 201
accounting_operations | gl_account | ferc_form_reference | Federal Energy Regulatory Commission (FERC) Form Reference | STRING |  | ferc_form_1¦ferc_form_2¦ferc_form_1_f¦both¦not_applicable |  | Identifies which FERC annual report form this account populates: FERC Form 1 (Major Electric Utilities), FERC Form 2 (Major Natural Gas Companies), FERC Form 1-F (Non-Major Electric Utilities), both (for common accounts), or not_applicable for accounts not reported to FERC. Drives automated FERC regulatory reporting extraction. | FERC Form 1 (18 CFR Part 141); FERC Form 2 (18 CFR Part 260)
accounting_operations | gl_account | financial_statement_version | Financial Statement Version | STRING |  |  |  | The financial statement version (FSV) code in SAP S/4HANA or Oracle ERP Cloud that governs how this account is presented in GAAP financial statements (e.g., 'GAAP_UTIL' for GAAP utility financial statements, 'FERC_F1' for FERC Form 1 reporting). Supports multi-GAAP and regulatory reporting from a single chart of accounts. | SAP S/4HANA Financial Statement Version; FERC Form 1; GAAP ASC 205
accounting_operations | gl_account | functional_class | Functional Class | STRING |  | generation¦transmission¦distribution¦customer_accounts¦administrative_general¦other |  | The FERC USoA functional classification of the account within the utility function (e.g., generation, transmission, distribution, customer accounts, administrative and general). Used to allocate costs in rate case cost-of-service studies and to populate FERC Form 1/2 functional expense schedules. | FERC Uniform System of Accounts (USoA) 18 CFR Parts 101 and 201
accounting_operations | gl_account | gaap_classification | Generally Accepted Accounting Principles (GAAP) Classification | STRING |  |  |  | The GAAP financial statement line-item classification for this account (e.g., 'Utility Plant', 'Accumulated Depreciation', 'Long-Term Debt', 'Operating Revenues – Electric', 'Operation Expense – Fuel'). Maps the account to the specific line in GAAP-compliant financial statements filed with the SEC and state PUCs. [ENUM-REF-CANDIDATE: utility_plant¦accumulated_depreciation¦regulatory_asset¦regulatory_liability¦operating_revenue¦operation_expense¦maintenance_expense¦depreciation_expense¦income_tax¦long_term_debt¦common_equity — promote to reference product] | GAAP ASC 980 (Regulated Operations); GAAP ASC 205; SEC Regulation S-X
accounting_operations | gl_account | gl_account_id | General Ledger (GL) Account ID | BIGINT |  |  |  | Unique surrogate identifier for the general ledger account record in the Databricks Silver Layer. Serves as the primary key for all ledger postings, rate case cost-of-service studies, and FERC Form 1/2 regulatory filings. | FERC Uniform System of Accounts (USoA) | TRUE
accounting_operations | gl_account | income_tax_account_flag | Income Tax Account Flag | BOOLEAN |  |  |  | Indicates whether this GL account is an income tax account (current or deferred). True for FERC accounts 408 (Taxes Other Than Income Taxes), 409 (Income Taxes), 410/411 (Deferred Income Taxes). Used in SOX tax provision controls and rate case income tax normalization studies. | FERC Uniform System of Accounts (USoA); GAAP ASC 740 (Income Taxes); SOX Section 404
accounting_operations | gl_account | last_modified_timestamp | Record Last Modified Timestamp | TIMESTAMP |  |  |  | The timestamp when this GL account master record was most recently modified in the source ERP system. Tracks changes to account attributes such as status, FERC mapping, or posting controls. Used in SOX change management controls and incremental ETL processing for the Databricks Silver Layer. | SOX Section 404; SAP S/4HANA Audit Log
accounting_operations | gl_account | line_item_display | Line Item Display Flag | BOOLEAN |  |  |  | Indicates whether individual line items posted to this GL account are stored and displayable in the ERP system for audit and drill-down purposes. When True, auditors and financial analysts can view each individual posting. Required for SOX audit trail completeness on high-risk accounts. | SAP S/4HANA Chart of Accounts; SOX Section 404
accounting_operations | gl_account | naruc_account_code | National Association of Regulatory Utility Commissioners (NARUC) Account Code | STRING |  |  |  | The NARUC Uniform System of Accounts code mapped to this GL account for state PUC regulatory reporting. State PUCs may require NARUC-aligned account codes that differ slightly from FERC USoA codes. Used in state annual report filings and state rate case cost-of-service studies. | NARUC Uniform System of Accounts for Electric and Gas Utilities
accounting_operations | gl_account | normal_balance | Normal Balance Indicator | STRING |  | debit¦credit |  | Indicates whether the account's normal (expected) balance is a debit or credit per double-entry bookkeeping rules. Assets and expenses carry a debit normal balance; liabilities, equity, and revenues carry a credit normal balance. Used by the ERP posting engine to detect out-of-balance conditions and in SOX journal entry controls. | GAAP ASC 205; FERC Uniform System of Accounts (USoA)
accounting_operations | gl_account | open_item_management | Open Item Management Flag | BOOLEAN |  |  |  | Indicates whether this GL account uses open item management in SAP S/4HANA or Oracle ERP Cloud, meaning individual line items remain open until cleared by a matching offsetting entry. Typically enabled for clearing accounts, bank accounts, and GR/IR (Goods Receipt/Invoice Receipt) accounts. Supports accounts receivable and accounts payable reconciliation. | SAP S/4HANA Chart of Accounts; Oracle ERP Cloud Chart of Accounts
accounting_operations | gl_account | parent_account_number | Parent Account Number | STRING | restricted,pii_financial |  |  | The account number of the parent/summary GL account in the chart-of-accounts hierarchy. Enables roll-up of detailed accounts into summary accounts for financial statement presentation and FERC Form 1/2 schedule aggregation. Null for top-level summary accounts. | FERC Uniform System of Accounts (USoA); SAP S/4HANA Financial Statement Version
accounting_operations | gl_account | plant_account_flag | Plant Account Flag | BOOLEAN |  |  |  | Indicates whether this GL account is a utility plant account subject to FERC plant-in-service reporting, depreciation schedules, and rate base inclusion. True for accounts in the FERC 100-series (Electric Plant) and 200-series (Gas Plant). Used to filter accounts for AFUDC capitalization and depreciation rate studies. | FERC Uniform System of Accounts (USoA) 18 CFR Part 101 (Accounts 101–107); GAAP ASC 360
accounting_operations | gl_account | posting_allowed | Posting Allowed Indicator | BOOLEAN |  |  |  | Indicates whether direct journal entry postings are permitted to this GL account. False for summary/group accounts that only aggregate child accounts and do not accept direct postings. Sourced from the SAP S/4HANA account master 'Post Automatically Only' or Oracle ERP Cloud 'Allow Posting' flag. | SAP S/4HANA Chart of Accounts; Oracle ERP Cloud Chart of Accounts
accounting_operations | gl_account | rate_base_eligible | Rate Base Eligible Flag | BOOLEAN |  |  |  | Indicates whether balances in this GL account are eligible for inclusion in the utility's rate base for rate case cost-of-service studies filed with FERC or state PUCs. Rate base typically includes net utility plant in service, working capital allowances, and regulatory assets. Used in PBR and traditional cost-of-service rate case models. | FERC Uniform System of Accounts (USoA); State PUC Rate Case Guidelines; NARUC
accounting_operations | gl_account | reconciliation_account_flag | Reconciliation Account Flag | BOOLEAN |  |  |  | Indicates whether this GL account is a reconciliation account (subledger control account) in SAP S/4HANA, meaning postings are made automatically from subledger modules (Accounts Receivable, Accounts Payable, Asset Accounting) and direct manual postings are restricted. Critical for SOX subledger-to-general-ledger reconciliation controls. | SAP S/4HANA Chart of Accounts; SOX Section 404
accounting_operations | gl_account | regulatory_asset_liability_flag | Regulatory Asset / Liability Flag | BOOLEAN |  |  |  | Indicates whether this GL account represents a regulatory asset or regulatory liability recognized under GAAP ASC 980 (Regulated Operations). Regulatory assets/liabilities arise from rate-regulated accounting deferrals approved by FERC or state PUCs (e.g., deferred fuel costs, storm damage deferrals, pension regulatory assets). | GAAP ASC 980 (Regulated Operations); FERC Uniform System of Accounts (USoA)
accounting_operations | gl_account | source_system_account_code | Source System Account Identifier | STRING |  |  |  | The native account identifier as stored in the originating ERP system (SAP S/4HANA GL account number or Oracle ERP Cloud natural account segment value). Enables traceability from the Databricks Silver Layer record back to the source system for reconciliation and audit purposes. | SAP S/4HANA Chart of Accounts; Oracle ERP Cloud Chart of Accounts |  | TRUE | This is an external system identifier representing the GL account's ID in the source ERP/financial system. The column name explicitly contains 'source_system' indicating it is a reference to an external system, not a FK to a modeled table.
accounting_operations | gl_account | sox_relevant | Sarbanes-Oxley (SOX) Relevant Flag | BOOLEAN |  |  |  | Indicates whether this GL account is within scope for Sarbanes-Oxley (SOX) Section 404 internal controls over financial reporting. SOX-relevant accounts require documented controls, periodic testing, and management certification. Sourced from the SOX scoping assessment maintained by the internal audit and finance compliance teams. | SOX Section 404; SEC Release No. 33-8238; PCAOB AS 2201
accounting_operations | gl_account | tax_category | Tax Category | STRING |  |  |  | The tax relevance category for this GL account in the ERP system, indicating whether the account is subject to sales/use tax, gross receipts tax, or is tax-exempt. Used in automated tax determination during invoice processing and in state PUC gross receipts tax reporting. [ENUM-REF-CANDIDATE: taxable_input¦taxable_output¦exempt¦not_relevant — promote to reference product] | SAP S/4HANA Tax Configuration; State PUC Gross Receipts Tax Regulations
accounting_operations | gl_account | utility_function | Utility Function Classification | STRING |  | electric¦gas¦common¦other |  | Identifies whether the GL account is associated with the electric utility function, gas utility function, common/shared services, or other non-utility operations. Critical for cost-of-service studies in rate cases, FERC Form 1 (electric) vs. FERC Form 2 (gas) filing segregation, and state PUC jurisdictional separation of revenues and expenses. | FERC Uniform System of Accounts (USoA) 18 CFR Parts 101 and 201; NARUC Uniform System of Accounts
accounting_operations | gl_account | wip_account_flag | Work in Progress (WIP) Account Flag | BOOLEAN |  |  |  | Indicates whether this GL account is a Work in Progress (WIP) / Construction Work in Progress (CWIP) account (FERC Account 107 – Construction Work in Progress – Electric, or equivalent gas account). WIP accounts accumulate capital project costs before transfer to plant-in-service upon project completion. Used in AFUDC calculation and capital project tracking. | FERC Uniform System of Accounts (USoA) Account 107; GAAP ASC 360
accounting_operations | journal_entry | cost_center_id | Cost Center ID | BIGINT |  |  | finance.cost_center.cost_center_id | Reference to the primary cost center associated with this journal entry header, representing the organizational unit responsible for the costs (e.g., generation plant, transmission operations, distribution district, customer service). Supports FERC cost-of-service studies and rate case OPEX allocation. | FERC Uniform System of Accounts; SAP S/4HANA CO Module
accounting_operations | journal_entry | financial_period_id | Financial Period Id (Foreign Key) | BIGINT |  |  | finance.financial_period.financial_period_id | Foreign key linking to finance.financial_period. Business justification: journal_entry has fiscal_year and fiscal_period attributes. financial_period is the master for fiscal periods. Normalizing this reference allows joining to get full period metadata. fiscal_year and fi | Internal - LLM Generated Cross-Domain Link
accounting_operations | journal_entry | profit_center_id | Profit Center ID | BIGINT |  |  | finance.profit_center.profit_center_id | Reference to the profit center associated with this journal entry, representing a business segment for internal profitability reporting (e.g., electric distribution, gas distribution, generation). Supports segment reporting under GAAP ASC 280 and FERC jurisdictional cost separation. | GAAP ASC 280; FERC Uniform System of Accounts; SAP S/4HANA CO Module
accounting_operations | journal_entry | recurring_template_id | Recurring Entry Template ID | BIGINT |  |  | finance.journal_entry_template.journal_entry_template_id | Identifier of the recurring entry template in the ERP system that generated this journal entry. Populated only when is_recurring = True. Enables traceability from posted entries back to the template for maintenance and audit purposes. | SAP S/4HANA FI Module; GAAP ASC 420
accounting_operations | journal_entry | wbs_element_id | Work Breakdown Structure (WBS) Element ID | BIGINT |  |  | finance.wbs_element.wbs_element_id | Reference to the Work Breakdown Structure element for CAPEX project postings. Links journal entries to capital projects for AFUDC calculation, WIP tracking, and asset capitalization. Populated for capital expenditure entries; null for OPEX entries. Supports FERC CIAC and AFUDC regulatory accounting. | FERC Uniform System of Accounts; GAAP ASC 360; SAP S/4HANA PS Module
accounting_operations | journal_entry | approval_status | Approval Status | STRING |  | pending¦approved¦rejected¦not_required |  | Workflow approval state of the journal entry indicating whether it has been reviewed and authorized by a second approver per SOX dual-approval controls. Values: pending (awaiting review), approved (authorized for posting), rejected (returned for correction), not_required (below materiality threshold or auto-approved). Critical for segregation-of-duties audit trail. | SOX Section 302/404; FERC Uniform System of Accounts
accounting_operations | journal_entry | approval_timestamp | Approval Timestamp | TIMESTAMP |  |  |  | The date and time when the journal entry was approved by the designated approver. Used for SOX dual-approval audit trail and period-close timeliness reporting. Null when approval_status is pending or not_required. | SOX Section 302/404
accounting_operations | journal_entry | approver_user_code | Approver User ID | STRING | confidential |  |  | ERP system user ID of the individual who approved this journal entry under the dual-approval SOX control framework. Distinct from posting_user_id to enforce segregation of duties. Null when approval is not required or entry is pending approval. | SOX Section 302/404 |  | TRUE | This references the user who approved the journal entry. There is no workforce.employee or shared.actor table in the model. This is a person/role reference to an HR/identity system not modeled here. Keeping as an external reference is appropriate.
accounting_operations | journal_entry | assignment_number | Assignment Number | STRING |  |  |  | Alphanumeric assignment field used for sorting and grouping journal entries in account line item displays and financial reports. Often populated with a customer account number, asset number, or billing period for quick identification. Corresponds to ZUONR in SAP FI. | SAP S/4HANA FI Module; FERC Uniform System of Accounts
accounting_operations | journal_entry | capex_opex_indicator | Capital Expenditure (CAPEX) / Operating Expenditure (OPEX) Indicator | STRING |  | CAPEX¦OPEX |  | Indicates whether this journal entry represents a capital expenditure (CAPEX) to be capitalized as a utility plant asset or an operating expenditure (OPEX) to be expensed in the current period. Critical for FERC rate base determination, GAAP ASC 360 asset capitalization, and PUC rate case cost-of-service studies. | FERC Uniform System of Accounts; GAAP ASC 360; NARUC Uniform System of Accounts
accounting_operations | journal_entry | clearing_date | Clearing Date | DATE |  |  |  | The date on which open items in this journal entry were cleared (matched and closed) against a payment or offsetting document. Populated when posting_status = cleared. Used for aging analysis and cash flow reporting. | GAAP ASC 210; SAP S/4HANA FI Module
accounting_operations | journal_entry | clearing_document_number | Clearing Document Number | STRING |  |  |  | Document number of the clearing entry that matched and closed open items associated with this journal entry (e.g., payment clearing against an invoice). Populated when posting_status = cleared. Supports accounts receivable and accounts payable reconciliation. | GAAP ASC 210; SAP S/4HANA FI Module
accounting_operations | journal_entry | company_code | Company Code | STRING |  |  |  | Four-character ERP company code identifying the legal entity or organizational unit within the utility that owns this journal entry (e.g., electric subsidiary, gas subsidiary, holding company). Used for intercompany elimination and FERC entity-level reporting. Corresponds to BUKRS in SAP FI. | FERC Uniform System of Accounts; GAAP ASC 810
accounting_operations | journal_entry | currency_code | Currency Code | STRING |  | '^[A-Z]{3}$ |  | ISO 4217 three-letter currency code for the transaction currency of this journal entry (e.g., USD for US Dollar). Required for multi-currency consolidation and FERC reporting. Most utility domestic entries will be USD; intercompany or PPA entries may use foreign currencies. | ISO 4217; GAAP ASC 830; FERC Uniform System of Accounts
accounting_operations | journal_entry | document_date | Document Date | DATE |  |  |  | The date of the original business transaction or source document (e.g., invoice date, contract date) that triggered this journal entry. May differ from posting_date for accruals or late postings. Corresponds to BLDAT in SAP FI. | GAAP ASC 250; FERC Uniform System of Accounts
accounting_operations | journal_entry | document_number | Journal Entry Document Number | STRING |  |  |  | Externally-known alphanumeric document number assigned by the ERP system (SAP S/4HANA or Oracle ERP Cloud) at the time of posting. Used by accountants and auditors to locate and reference a specific journal entry. Corresponds to BELNR in SAP FI or Document Number in Oracle GL. | SAP S/4HANA FI Module; GAAP ASC 250
accounting_operations | journal_entry | document_type_code | Document Type Code | STRING |  |  |  | Two-character ERP document type code that classifies the nature of the journal entry (e.g., SA=General Ledger, AA=Asset Posting, KR=Vendor Invoice, DR=Customer Invoice, AB=Accounting Document, ZP=Payment Clearing). Controls number range assignment and account type permissibility. Corresponds to BLART in SAP FI. [ENUM-REF-CANDIDATE: SA¦AA¦KR¦DR¦AB¦ZP¦RV¦WA¦ML¦RE — promote to reference product] | SAP S/4HANA FI Module; GAAP ASC 210
accounting_operations | journal_entry | entry_timestamp | Entry Timestamp | TIMESTAMP |  |  |  | The system timestamp when this journal entry record was first created in the ERP system. Used for SOX audit trail and segregation-of-duties reporting. Represents RECORD_AUDIT_CREATED per canonical attribute requirements. | SOX Section 302/404; SAP S/4HANA FI Module
accounting_operations | journal_entry | entry_type | Journal Entry Type | STRING |  | standard¦accrual¦reversal¦intercompany¦recurring¦statistical |  | Business classification of the journal entry indicating its functional purpose: standard (normal operational posting), accrual (period-end estimate), reversal (correction of prior entry), intercompany (cross-entity elimination), recurring (template-based periodic posting), or statistical (non-financial cost allocation). Drives GAAP presentation and FERC regulatory accounting treatment. | GAAP ASC 420; FERC Uniform System of Accounts; SAP S/4HANA FI Module
accounting_operations | journal_entry | ferc_account_code | Federal Energy Regulatory Commission (FERC) Account Code | STRING |  |  |  | Primary FERC Uniform System of Accounts code associated with this journal entry header (e.g., Account 101 for Steam Production Plant, Account 303 for Transmission Plant, Account 364 for Distribution Plant). Drives FERC Form 1 and Form 2 regulatory reporting. May be derived from line items but captured at header for summary reporting. | FERC Uniform System of Accounts (18 CFR Part 101); FERC Form 1
accounting_operations | journal_entry | fiscal_period | Fiscal Period | INT |  |  |  | The accounting period (1–16) within the fiscal year in which this journal entry is posted. Periods 1–12 represent calendar months; periods 13–16 are special closing periods used for year-end adjustments. Corresponds to MONAT in SAP FI. | FERC Uniform System of Accounts; GAAP ASC 270
accounting_operations | journal_entry | fiscal_year | Fiscal Year | INT |  |  |  | The fiscal year in which this journal entry is recorded (e.g., 2024). Used for annual financial statement preparation, FERC Form 1 reporting, and SOX period-close controls. Corresponds to GJAHR in SAP FI. | FERC Uniform System of Accounts; GAAP ASC 270
accounting_operations | journal_entry | functional_area_code | Functional Area Code | STRING |  |  |  | Code identifying the utility functional area to which this journal entry is attributed for cost-of-service and rate case analysis: GEN (Generation), TRN (Transmission), DST (Electric Distribution), GAS (Gas Distribution), CUS (Customer Service), ADM (Administrative and General), REG (Regulatory), FIN (Finance). Supports FERC jurisdictional cost separation and PUC rate case filings. [ENUM-REF-CANDIDATE: GEN¦TRN¦DST¦GAS¦CUS¦ADM¦REG¦FIN — 8 candidates stripped; promote to reference product] | FERC Uniform System of Accounts; NARUC Uniform System of Accounts
accounting_operations | journal_entry | header_text | Journal Entry Header Text | STRING |  |  |  | Free-text description of the journal entry provided by the posting user, summarizing the business purpose or nature of the transaction (e.g., 'Q3 2024 Transmission Line Depreciation Accrual', 'October AMI Meter Installation CAPEX'). Used for search, audit review, and financial reporting narrative. Corresponds to BKTXT in SAP FI. | GAAP ASC 250; SOX Section 302/404
accounting_operations | journal_entry | is_intercompany | Intercompany Indicator | BOOLEAN |  |  |  | Flag indicating whether this journal entry involves a transaction between two legal entities within the utility holding company structure (e.g., electric subsidiary billing gas subsidiary for shared services). True for intercompany entries requiring elimination in consolidated financial statements per GAAP ASC 810. | GAAP ASC 810; FERC Uniform System of Accounts
accounting_operations | journal_entry | is_recurring | Recurring Entry Indicator | BOOLEAN |  |  |  | Flag indicating whether this journal entry was generated from a recurring entry template (e.g., monthly depreciation, lease accruals, fixed O&M allocations). True when generated from a recurring template; False for manually created entries. Supports automated period-close processes. | GAAP ASC 420; SAP S/4HANA FI Recurring Entries
accounting_operations | journal_entry | is_reversed | Reversal Indicator | BOOLEAN |  |  |  | Flag indicating whether this journal entry has been reversed by a subsequent offsetting entry. True when a reversal document exists; False otherwise. Used to exclude reversed entries from financial statement balances and to identify correction activity for SOX audit purposes. | GAAP ASC 250; SOX Section 302/404
accounting_operations | journal_entry | journal_entry_id | Journal Entry ID | BIGINT |  |  |  | Unique surrogate identifier for each journal entry header record in the general ledger. Primary key for the journal_entry data product in the Databricks Silver Layer. | SAP S/4HANA FI Module; FERC Uniform System of Accounts | TRUE
accounting_operations | journal_entry | last_changed_timestamp | Last Changed Timestamp | TIMESTAMP |  |  |  | The system timestamp of the most recent modification to this journal entry header record. Used for SOX change-tracking, incremental ETL processing, and audit trail completeness. Represents RECORD_AUDIT_UPDATED per canonical attribute requirements. | SOX Section 302/404; SAP S/4HANA FI Module
accounting_operations | journal_entry | ledger_code | Ledger Code | STRING |  | 0L¦1L¦2L¦3L |  | Identifier for the accounting ledger in which this entry is recorded. In SAP S/4HANA Universal Journal, 0L is the leading ledger (GAAP), while parallel ledgers (1L, 2L) may capture FERC regulatory accounting or IFRS. Ensures correct financial statement presentation per applicable accounting framework. | GAAP ASC 105; FERC Uniform System of Accounts; SAP S/4HANA Universal Journal
accounting_operations | journal_entry | line_item_count | Line Item Count | INT |  |  |  | Total number of journal entry line items (debit and credit legs) associated with this header record. Used for data completeness validation, balanced-entry checks, and identifying complex multi-line entries requiring additional review. Supports SOX control monitoring. | SOX Section 302/404; SAP S/4HANA FI Module
accounting_operations | journal_entry | local_currency_code | Local Currency Code | STRING |  | '^[A-Z]{3}$ |  | ISO 4217 three-letter code for the company code local currency (functional currency) in which amounts are also recorded. Supports multi-currency translation for consolidated GAAP financial statements and FERC Form 1 reporting. Corresponds to WAERS for local currency in SAP FI. | ISO 4217; GAAP ASC 830
accounting_operations | journal_entry | posting_date | Posting Date | DATE |  |  |  | The date on which the journal entry is posted to the general ledger and affects account balances. Determines the fiscal period assignment. Distinct from the document date (transaction date) and entry date (system capture date). Corresponds to BUDAT in SAP FI. | GAAP ASC 250; FERC Uniform System of Accounts
accounting_operations | journal_entry | posting_status | Posting Status | STRING |  | draft¦posted¦parked¦held¦reversed¦cleared |  | Current lifecycle state of the journal entry in the ERP workflow: draft (in preparation), parked (saved but not posted), held (temporarily suspended), posted (committed to GL), reversed (offset entry created), or cleared (open items matched). Supports SOX period-close controls and dual-approval enforcement. | SOX Section 302/404; SAP S/4HANA FI Module
accounting_operations | journal_entry | posting_user_code | Posting User ID | STRING | confidential |  |  | ERP system user ID of the individual who created and posted this journal entry. Essential for SOX segregation-of-duties controls, audit trail completeness, and detection of unauthorized postings. Corresponds to USNAM in SAP FI. | SOX Section 302/404; FERC Uniform System of Accounts |  | TRUE | This references the user who posted the journal entry. There is no workforce.employee or shared.actor table in the model. This is a person/role reference to an HR/identity system not modeled here. Keeping as an external reference is appropriate.
accounting_operations | journal_entry | reference_document_number | Reference Document Number | STRING |  |  |  | External reference number linking this journal entry to the originating business document (e.g., vendor invoice number, purchase order number, work order number, billing document number, rate case docket number). Enables drill-through from GL to source transaction for audit and reconciliation. Corresponds to XBLNR in SAP FI. | GAAP ASC 250; SOX Section 302/404
accounting_operations | journal_entry | reversal_date | Reversal Date | DATE |  |  |  | The posting date of the reversing journal entry. Used to determine the fiscal period in which the reversal is recorded. Populated only when is_reversed = True. Supports accrual reversal scheduling and period-close management. | GAAP ASC 250; FERC Uniform System of Accounts
accounting_operations | journal_entry | reversal_document_number | Reversal Document Number | STRING |  |  |  | Document number of the reversing journal entry that offsets this entry. Populated only when is_reversed = True. Enables audit trail linkage between original and reversal entries for GAAP error correction and SOX controls. Corresponds to STBLG in SAP FI. | GAAP ASC 250; SOX Section 302/404
accounting_operations | journal_entry | source_module | Source Module | STRING |  |  |  | The ERP functional module that originated this journal entry: FI (Financial Accounting), CO (Controlling/Cost Accounting), MM (Materials Management), PM (Plant Maintenance/Asset Management), SD (Sales and Distribution), PS (Project System for CAPEX/WIP), HR (Human Resources), RE (Real Estate). Supports cross-module reconciliation and FERC cost-of-service allocation. [ENUM-REF-CANDIDATE: FI¦CO¦MM¦PM¦SD¦PS¦HR¦RE — 8 candidates stripped; promote to reference product] | SAP S/4HANA Module Architecture; FERC Uniform System of Accounts
accounting_operations | journal_entry | total_credit_amount | Total Credit Amount | DECIMAL(18,2) |  |  |  | Sum of all credit line item amounts for this journal entry in the transaction currency. Must equal total_debit_amount for a balanced entry per double-entry bookkeeping. Used for balanced-entry validation, GAAP financial statement preparation, and FERC regulatory reporting. | GAAP ASC 210; FERC Uniform System of Accounts
accounting_operations | journal_entry | total_credit_amount_local | Total Credit Amount Local Currency | DECIMAL(18,2) |  |  |  | Sum of all credit line item amounts translated into the company code local currency (functional currency). Used for domestic financial statement preparation and FERC regulatory reporting when transaction currency differs from local currency. | GAAP ASC 830; FERC Uniform System of Accounts
accounting_operations | journal_entry | total_debit_amount | Total Debit Amount | DECIMAL(18,2) |  |  |  | Sum of all debit line item amounts for this journal entry in the transaction currency. Must equal total_credit_amount for a balanced entry per double-entry bookkeeping. Used for balanced-entry validation, GAAP financial statement preparation, and FERC regulatory reporting. | GAAP ASC 210; FERC Uniform System of Accounts
accounting_operations | journal_entry | total_debit_amount_local | Total Debit Amount Local Currency | DECIMAL(18,2) |  |  |  | Sum of all debit line item amounts translated into the company code local currency (functional currency). Used for domestic financial statement preparation and FERC regulatory reporting when transaction currency differs from local currency. | GAAP ASC 830; FERC Uniform System of Accounts
accounting_operations | journal_entry | trading_partner_code | Trading Partner Company Code | STRING |  |  |  | Company code of the intercompany trading partner entity involved in this journal entry. Populated only when is_intercompany = True. Used for intercompany reconciliation and elimination in consolidated GAAP financial statements. Corresponds to VBUND in SAP FI. | GAAP ASC 810; FERC Uniform System of Accounts
accounting_operations | journal_entry_line | cost_center_id |  | BIGINT | internal |  | finance.cost_center.cost_center_id | FK to finance.cost_center
accounting_operations | journal_entry_line | financial_period_id | Financial Period Id (Foreign Key) | BIGINT |  |  | finance.financial_period.financial_period_id | Foreign key linking to finance.financial_period. Business justification: journal_entry_line has fiscal_year and fiscal_period attributes. financial_period is the master for fiscal periods. Normalizing this reference allows joining to get full period metadata (period_name, | Internal - LLM Generated Cross-Domain Link
accounting_operations | journal_entry_line | gl_account_id |  | BIGINT | internal |  | finance.gl_account.gl_account_id | FK to finance.gl_account
accounting_operations | journal_entry_line | journal_entry_id | Journal Entry ID | BIGINT |  |  | finance.journal_entry.journal_entry_id | Reference to the parent journal entry header record. Establishes the one-to-many relationship between the header and its line items. Corresponds to SAP BKPF-BELNR (Accounting Document Number) surrogate key. | SAP S/4HANA FI Module — BKPF/BSEG; GAAP ASC 230
accounting_operations | journal_entry_line | profit_center_id |  | BIGINT | internal |  | finance.profit_center.profit_center_id | FK to finance.profit_center
accounting_operations | journal_entry_line | account_type | Account Type | STRING |  | A¦D¦K¦M¦S |  | SAP account type for this posting line: A=Asset, D=Customer (Debtor), K=Vendor (Creditor), M=Material, S=GL Account. Determines the subledger integration and reporting classification. Corresponds to SAP BSEG-KOART. | SAP S/4HANA FI — BSEG-KOART; GAAP ASC 205
accounting_operations | journal_entry_line | amount_company_currency | Amount in Company Code Currency | DECIMAL(18,2) | confidential |  |  | The monetary amount of this line item translated into the company code's local currency (e.g., USD). Used for consolidated financial statements, FERC reporting, and SOX-compliant audit trails. Corresponds to SAP BSEG-DMBTR. | SAP S/4HANA FI — BSEG-DMBTR; GAAP ASC 830; FERC Form 1
accounting_operations | journal_entry_line | amount_transaction_currency | Amount in Transaction Currency | DECIMAL(18,2) | confidential |  |  | The monetary amount of this line item expressed in the transaction currency. Positive for debits, negative for credits (or vice versa per system convention). Corresponds to SAP BSEG-WRBTR. | SAP S/4HANA FI — BSEG-WRBTR; GAAP ASC 830; FERC Uniform System of Accounts
accounting_operations | journal_entry_line | asset_number | Fixed Asset Number | STRING |  |  |  | SAP fixed asset number when this line item relates to an asset acquisition, depreciation, or retirement posting. Links to the asset accounting subledger for utility plant-in-service tracking. Corresponds to SAP BSEG-ANLN1. | SAP S/4HANA FI-AA — BSEG-ANLN1; FERC Uniform System of Accounts Account 101-107; GAAP ASC 360
accounting_operations | journal_entry_line | assignment_number | Assignment Number | STRING |  |  |  | Free-form assignment field used to link this posting to a source document reference such as a customer account number, contract number, or payment reference. Supports open item management and clearing. Corresponds to SAP BSEG-ZUONR. | SAP S/4HANA FI — BSEG-ZUONR
accounting_operations | journal_entry_line | business_area_code | Business Area Code | STRING |  | '^[A-Z0-9]{4}$ |  | SAP business area for cross-company-code segment reporting, enabling balance sheet and P&L reporting by business segment (e.g., electric utility, gas utility, unregulated). Corresponds to SAP BSEG-GSBER. | SAP S/4HANA FI — BSEG-GSBER; GAAP ASC 280
accounting_operations | journal_entry_line | capex_opex_indicator | Capital Expenditure (CAPEX) / Operating Expenditure (OPEX) Indicator | STRING |  | CAPEX¦OPEX |  | Classifies this posting as a capital expenditure (CAPEX) or operating expenditure (OPEX). Critical for utility rate base determination, regulatory cost-of-service studies, and FERC plant accounting. Drives the distinction between plant-in-service additions and expense recognition. | FERC Uniform System of Accounts (18 CFR Part 101); GAAP ASC 360; State PUC Rate Case Guidelines
accounting_operations | journal_entry_line | clearing_date | Clearing Date | DATE |  |  |  | Date on which this open item was cleared (matched against a payment or offsetting entry). Null if the item remains open. Used for DSO (Days Sales Outstanding) analysis and collections reporting. Corresponds to SAP BSEG-AUGDT. | SAP S/4HANA FI — BSEG-AUGDT; GAAP ASC 310
accounting_operations | journal_entry_line | clearing_document_number | Clearing Document Number | STRING |  |  |  | Document number of the clearing transaction that offset this open item (e.g., payment clearing an invoice). Null if the item is still open. Supports accounts receivable/payable reconciliation and aging analysis. Corresponds to SAP BSEG-AUGBL. | SAP S/4HANA FI — BSEG-AUGBL; GAAP ASC 310
accounting_operations | journal_entry_line | company_code | Company Code | STRING |  | '^[A-Z0-9]{4}$ |  | SAP company code representing the legal entity or regulated utility subsidiary to which this posting belongs. Used for entity-level financial reporting and FERC jurisdictional separation. Corresponds to SAP BSEG-BUKRS. | SAP S/4HANA FI Module — BSEG-BUKRS; FERC Uniform System of Accounts
accounting_operations | journal_entry_line | company_currency_code | Company Code Currency Code | STRING |  | '^[A-Z]{3}$ |  | ISO 4217 three-letter currency code of the company code's local currency (typically USD for US utilities). Used for consolidated financial reporting. Corresponds to SAP BSEG-PSWSL. | ISO 4217 Currency Codes; SAP S/4HANA FI — BSEG-PSWSL
accounting_operations | journal_entry_line | customer_number | Customer Number | STRING |  |  |  | SAP customer (debtor) account number when this line item relates to a customer receivable posting (e.g., utility bill revenue recognition). Links to the accounts receivable subledger. Corresponds to SAP BSEG-KUNNR. | SAP S/4HANA FI-AR — BSEG-KUNNR; GAAP ASC 606
accounting_operations | journal_entry_line | debit_credit_indicator | Debit/Credit Indicator | STRING |  | D¦C |  | Indicates whether this line item is a debit (D) or credit (C) posting to the GL account. Fundamental to double-entry bookkeeping and ensures journal entry balance. Corresponds to SAP BSEG-SHKZG. | SAP S/4HANA FI — BSEG-SHKZG; GAAP ASC 230; SOX Section 302
accounting_operations | journal_entry_line | document_date | Document Date | DATE |  |  |  | The date of the original source document (invoice, contract, work order) that triggered this journal entry line. May differ from posting date for accruals and retroactive adjustments. Corresponds to SAP BKPF-BLDAT. | SAP S/4HANA FI Module — BKPF-BLDAT; GAAP ASC 420
accounting_operations | journal_entry_line | ferc_account_code | Federal Energy Regulatory Commission (FERC) Account Code | STRING |  | '^[0-9]{3}(\.{1}[0-9]{1,3})?$ |  | FERC Uniform System of Accounts code mapped to this GL posting line. Required for FERC Form 1 (electric) and FERC Form 2 (gas) annual report filings. Enables regulatory cost-of-service studies and rate case preparation. Distinct from the internal GL account code. | FERC Uniform System of Accounts (18 CFR Part 101 and 201); FERC Form 1 and Form 2
accounting_operations | journal_entry_line | fiscal_period | Fiscal Period | INT |  |  |  | Accounting period (1–16 in SAP, where 13–16 are special closing periods) within the fiscal year for this posting. Drives period-end close reporting, monthly P&L, and regulatory period reporting. Corresponds to SAP BSEG-MONAT. | SAP S/4HANA FI Module — BSEG-MONAT; GAAP ASC 250
accounting_operations | journal_entry_line | fiscal_year | Fiscal Year | INT |  |  |  | The fiscal year in which this journal entry line is posted. Used for annual financial reporting, rate case cost-of-service studies, and FERC Form 1 annual report preparation. Corresponds to SAP BSEG-GJAHR. | SAP S/4HANA FI Module — BSEG-GJAHR; FERC Form 1
accounting_operations | journal_entry_line | functional_area_code | Functional Area Code | STRING |  |  |  | SAP functional area classifying the business function of this posting (e.g., generation, transmission, distribution, customer service, administration). Supports functional cost reporting required for FERC cost-of-service studies and rate case filings. Corresponds to SAP BSEG-FKBER. | SAP S/4HANA FI — BSEG-FKBER; FERC Uniform System of Accounts
accounting_operations | journal_entry_line | journal_entry_line_id | Journal Entry Line ID | BIGINT |  |  |  | Unique surrogate identifier for each journal entry line item in the general ledger. Primary key for this record in the Silver Layer lakehouse. | SAP S/4HANA FI Module — BSEG Table; FERC Uniform System of Accounts | TRUE
accounting_operations | journal_entry_line | line_item_text | Line Item Text | STRING |  |  |  | Free-text description of this individual posting line providing context for the transaction (e.g., 'Q3 fuel adjustment accrual', 'Substation transformer replacement CAPEX'). Supports SOX audit trail and financial statement footnote preparation. Corresponds to SAP BSEG-SGTXT. | SAP S/4HANA FI — BSEG-SGTXT; SOX Section 302 and 404
accounting_operations | journal_entry_line | line_number | Line Item Number | INT |  |  |  | Sequential line item number within the parent journal entry, used to order and uniquely identify each posting line within a document. Corresponds to SAP BSEG-BUZEI (Line Item Number). | SAP S/4HANA FI Module — BSEG-BUZEI
accounting_operations | journal_entry_line | open_item_indicator | Open Item Indicator | BOOLEAN |  |  |  | Indicates whether this line item remains open (uncleared) in the GL. True = open item pending clearing; False = item has been cleared. Drives accounts receivable/payable aging reports and collections workflows. | SAP S/4HANA FI — BSEG Open Item Management; GAAP ASC 310
accounting_operations | journal_entry_line | order_number | Internal Order Number | STRING |  |  |  | SAP internal order number for overhead cost collection, capital investment orders, or maintenance orders. Used to accumulate costs for specific projects or activities before settlement to cost centers or WBS elements. Corresponds to SAP BSEG-AUFNR. | SAP S/4HANA CO Module — BSEG-AUFNR; FERC Uniform System of Accounts
accounting_operations | journal_entry_line | plant_code | Plant Code | STRING |  | '^[A-Z0-9]{4}$ |  | SAP plant code identifying the operational facility (generation plant, service center, substation) associated with this posting. Enables plant-level cost analysis and asset-level CAPEX/OPEX tracking. Corresponds to SAP BSEG-WERKS. | SAP S/4HANA MM/PM Module — BSEG-WERKS; FERC Uniform System of Accounts
accounting_operations | journal_entry_line | posting_date | Posting Date | DATE |  |  |  | The date on which this line item is posted to the general ledger, determining the accounting period assignment. Critical for period-end close, accrual cutoff, and FERC regulatory reporting. Corresponds to SAP BSEG-BUDAT. | SAP S/4HANA FI Module — BSEG-BUDAT; GAAP ASC 250
accounting_operations | journal_entry_line | posting_key | Posting Key | STRING |  | '^[0-9]{2}$ |  | Two-digit SAP posting key that determines the account type, debit/credit side, and field status for this line item (e.g., 40=GL debit, 50=GL credit, 01=customer invoice, 31=vendor invoice). Corresponds to SAP BSEG-BSCHL. | SAP S/4HANA FI — BSEG-BSCHL
accounting_operations | journal_entry_line | quantity | Quantity | DECIMAL(18,3) |  |  |  | Quantity associated with this line item when the posting relates to a quantity-based transaction (e.g., MWh of energy purchased, MCF of gas consumed, number of meters installed). Corresponds to SAP BSEG-MENGE. | SAP S/4HANA FI — BSEG-MENGE; FERC Uniform System of Accounts
accounting_operations | journal_entry_line | quantity_unit | Quantity Unit of Measure | STRING |  |  |  | Unit of measure for the quantity field (e.g., MWh for energy, MCF for gas, EA for each/count, HR for hours). Aligns with utility industry standard units for energy and gas accounting. Corresponds to SAP BSEG-MEINS. [ENUM-REF-CANDIDATE: MWh¦kWh¦MCF¦Therm¦MW¦kW¦EA¦HR¦M3¦GJ — 10 candidates stripped; promote to reference product] | SAP S/4HANA FI — BSEG-MEINS; AGA; IEEE; FERC Uniform System of Accounts
accounting_operations | journal_entry_line | reference_document_number | Reference Document Number | STRING |  |  |  | External reference document number (e.g., vendor invoice number, purchase order number, work order number) that originated this posting. Enables cross-system traceability from GL to source transaction. Corresponds to SAP BKPF-XBLNR. | SAP S/4HANA FI — BKPF-XBLNR; SOX Section 302
accounting_operations | journal_entry_line | regulatory_jurisdiction | Regulatory Jurisdiction | STRING |  | FERC¦STATE¦BOTH¦UNREGULATED |  | Identifies the regulatory jurisdiction applicable to this posting: FERC (federal jurisdiction for transmission and wholesale), STATE (state PUC jurisdiction for distribution and retail), BOTH (dual jurisdiction), or UNREGULATED (non-regulated activities). Supports jurisdictional cost separation required for rate case filings. | FERC (18 CFR); State PUC Tariff Regulations; NARUC Uniform System of Accounts
accounting_operations | journal_entry_line | reversal_document_number | Reversal Document Number | STRING |  |  |  | Document number of the reversing or reversed journal entry. Populated when reversal_indicator is True, enabling traceability between original and reversing entries for SOX audit and period-close reconciliation. Corresponds to SAP BKPF-STBLG. | SAP S/4HANA FI — BKPF-STBLG; SOX Section 302 and 404
accounting_operations | journal_entry_line | reversal_indicator | Reversal Indicator | BOOLEAN |  |  |  | Indicates whether this line item is part of a reversal document (True) or an original posting (False). Reversal entries are critical for period-end accrual management and SOX audit trail integrity. | SAP S/4HANA FI — BKPF-STBLG; SOX Section 302 and 404; GAAP ASC 250
accounting_operations | journal_entry_line | segment_code | Segment Code | STRING |  |  |  | Financial reporting segment assigned to this line item for GAAP segment disclosures (e.g., regulated electric, regulated gas, unregulated). Supports GAAP ASC 280 segment reporting requirements in annual financial statements. Corresponds to SAP BSEG-SEGMENT. | SAP S/4HANA FI — BSEG-SEGMENT; GAAP ASC 280 Segment Reporting
accounting_operations | journal_entry_line | source_ledger_code | Source Ledger Code | STRING |  | '^[A-Z0-9]{2}$ |  | Identifies the source ledger or subledger from which this posting originated (e.g., 0L=Leading Ledger, 2L=IFRS Ledger, US=US GAAP Ledger). Supports parallel accounting for GAAP and regulatory reporting. Corresponds to SAP BSEG-RLDNR. | SAP S/4HANA FI — BSEG-RLDNR; GAAP ASC 205; FERC Uniform System of Accounts
accounting_operations | journal_entry_line | special_gl_indicator | Special General Ledger (GL) Indicator | STRING |  | '^[A-Z0-9]?$ |  | SAP special GL indicator identifying non-standard postings such as down payments (A), guarantees (B), or bill of exchange (W). Used to segregate special transactions in balance sheet reporting. Corresponds to SAP BSEG-UMSKZ. | SAP S/4HANA FI — BSEG-UMSKZ; GAAP ASC 210
accounting_operations | journal_entry_line | tax_amount | Tax Amount | DECIMAL(18,2) | confidential |  |  | Tax amount calculated for this line item in company code currency. Includes applicable sales tax, use tax, or gross receipts tax. Corresponds to SAP BSEG-WMWST. | SAP S/4HANA FI-TX — BSEG-WMWST; IRS; State PUC Tax Regulations
accounting_operations | journal_entry_line | tax_code | Tax Code | STRING |  | '^[A-Z0-9]{2}$ |  | Tax code assigned to this line item determining applicable tax rates and tax account postings (e.g., sales tax, use tax, gross receipts tax). Required for tax compliance reporting and regulatory filings. Corresponds to SAP BSEG-MWSKZ. | SAP S/4HANA FI-TX — BSEG-MWSKZ; IRS Tax Code; State PUC Tax Regulations
accounting_operations | journal_entry_line | transaction_currency_code | Transaction Currency Code | STRING |  | '^[A-Z]{3}$ |  | ISO 4217 three-letter currency code of the original transaction (e.g., USD for domestic, CAD for cross-border Canadian operations). Corresponds to SAP BSEG-WAERS. | ISO 4217 Currency Codes; SAP S/4HANA FI — BSEG-WAERS
accounting_operations | journal_entry_line | vendor_number | Vendor Number | STRING |  |  |  | SAP vendor (creditor) account number when this line item relates to a vendor payable posting. Links to the accounts payable subledger for vendor balance and aging reporting. Corresponds to SAP BSEG-LIFNR. | SAP S/4HANA FI-AP — BSEG-LIFNR; GAAP ASC 420
accounting_operations | journal_entry_line | wbs_element_code | Work Breakdown Structure (WBS) Element Code | STRING |  |  |  | Project WBS element code for CAPEX postings, enabling capital project cost tracking, AFUDC calculation, and WIP balance management. Critical for utility plant accounting and rate base determination. Corresponds to SAP BSEG-PS_PSP_PNR (WBS Element). | SAP S/4HANA PS Module — BSEG-PS_PSP_PNR; FERC Uniform System of Accounts Account 107 (Construction Work in Progress)
accounting_operations | journal_entry_template | recurring_journal_entry_template_id |  | BIGINT | self_ref_fk |  | finance.journal_entry_template.journal_entry_template_id | Self-referencing FK on journal_entry_template (recurring_journal_entry_template_id)
accounting_operations | journal_entry_template | superseded_by_template_id |  | BIGINT |  |  | finance.journal_entry_template.journal_entry_template_id | Reference to the newer template that replaces this template when it is deprecated or archived. Null for current active templates.
accounting_operations | journal_entry_template | accounting_standard |  | STRING |  |  |  | Primary accounting standard framework that governs the use and structure of this journal entry template.
accounting_operations | journal_entry_template | approval_workflow_code |  | STRING |  |  |  | Reference to the approval workflow configuration that governs the review and authorization process for entries using this template. |  |  | TRUE | An 'approval_workflow_id' on a journal entry template references a workflow configuration in an external workflow/BPM system (e.g., SAP workflow, ServiceNow). Approval workflows are infrastructure/system configurations managed outside the financial data model. This fails the TIER 1 infrastructure filter — it is a technical/system reference, not a core business entity. Only one table references it, and the utility would not track workflow definitions as first-class financial records. Renaming to 'approval_workflow_code' correctly reflects it as an external system reference.
accounting_operations | journal_entry_template | approved_by |  | STRING |  |  |  | User identifier of the authorized person who approved this template for production use. Null for templates not yet approved.
accounting_operations | journal_entry_template | approved_timestamp |  | TIMESTAMP |  |  |  | Date and time when this journal entry template was approved for production use. Null for templates not yet approved.
accounting_operations | journal_entry_template | auto_reverse_flag |  | BOOLEAN |  |  |  | Indicates whether journal entries created from this template should automatically generate reversing entries in the subsequent accounting period.
accounting_operations | journal_entry_template | balance_type |  | STRING |  |  |  | Indicates whether the template enforces balanced debits and credits, allows unbalanced entries, or relies on system calculation for balancing.
accounting_operations | journal_entry_template | control_objective |  | STRING |  |  |  | Description of the internal control objective this template supports for financial reporting accuracy and compliance purposes.
accounting_operations | journal_entry_template | cost_center_required_flag |  | BOOLEAN |  |  |  | Indicates whether a cost center assignment is mandatory for journal entries created from this template for cost accounting purposes.
accounting_operations | journal_entry_template | created_timestamp |  | TIMESTAMP |  |  |  | Date and time when this journal entry template record was first created in the system.
accounting_operations | journal_entry_template | currency_code |  | STRING |  |  |  | Three-letter ISO 4217 currency code for journal entries created from this template. Typically USD for US utility operations.
accounting_operations | journal_entry_template | default_posting_period |  | STRING |  |  |  | Default accounting period relative to the entry creation date where journal entries from this template should be posted.
accounting_operations | journal_entry_template | effective_end_date |  | DATE |  |  |  | Date after which this journal entry template is no longer active and should not be used for new journal entries. Null for templates with no planned end date.
accounting_operations | journal_entry_template | effective_start_date |  | DATE |  |  |  | Date from which this journal entry template becomes active and available for use in creating journal entries.
accounting_operations | journal_entry_template | functional_area |  | STRING |  |  |  | Business functional area or department that primarily uses this template for their accounting transactions and financial reporting.
accounting_operations | journal_entry_template | intercompany_flag |  | BOOLEAN |  |  |  | Indicates whether this template is used for intercompany transactions requiring elimination entries during financial consolidation.
accounting_operations | journal_entry_template | journal_entry_template_id | Journal Entry Template Identifier | BIGINT |  |  |  | Primary key for journal_entry_template |  | TRUE
accounting_operations | journal_entry_template | last_modified_by |  | STRING |  |  |  | User identifier of the person who most recently modified this journal entry template record.
accounting_operations | journal_entry_template | last_modified_timestamp |  | TIMESTAMP |  |  |  | Date and time when this journal entry template record was most recently modified in the system.
accounting_operations | journal_entry_template | last_used_date |  | DATE |  |  |  | Most recent date when this template was used to create a journal entry, supporting template usage analysis and archival decisions.
accounting_operations | journal_entry_template | notes |  | STRING |  |  |  | Additional notes, comments, or special considerations related to this journal entry template for accounting staff reference.
accounting_operations | journal_entry_template | project_required_flag |  | BOOLEAN |  |  |  | Indicates whether a project or work order assignment is mandatory for entries using this template to support capital expenditure (CAPEX) tracking.
accounting_operations | journal_entry_template | recurrence_day |  | INT |  |  |  | Day of the month (1-31) or week (1-7) when recurring journal entries using this template should be posted. Null for non-recurring templates.
accounting_operations | journal_entry_template | recurrence_frequency |  | STRING |  |  |  | Frequency at which this template is intended to be used for recurring journal entries. Null for non-recurring templates.
accounting_operations | journal_entry_template | regulatory_account_class |  | STRING |  |  |  | Federal Energy Regulatory Commission (FERC) account classification applicable to this template for regulatory reporting and rate case preparation.
accounting_operations | journal_entry_template | requires_approval_flag |  | BOOLEAN |  |  |  | Indicates whether journal entries created from this template require supervisory approval before posting to the general ledger.
accounting_operations | journal_entry_template | reverse_period_offset |  | INT |  |  |  | Number of accounting periods after the original entry when the automatic reversing entry should be posted. Null if auto_reverse_flag is false.
accounting_operations | journal_entry_template | source_system |  | STRING |  |  |  | Name of the originating system or module that typically generates journal entries using this template for automated posting scenarios.
accounting_operations | journal_entry_template | sox_control_flag |  | BOOLEAN |  |  |  | Indicates whether this template is subject to Sarbanes-Oxley internal control requirements and enhanced audit trail documentation.
accounting_operations | journal_entry_template | status |  | STRING |  |  |  | Current lifecycle status of the journal entry template indicating whether it is available for use in creating journal entries.
accounting_operations | journal_entry_template | tax_relevant_flag |  | BOOLEAN |  |  |  | Indicates whether journal entries from this template have tax implications requiring special handling for tax accounting and reporting.
accounting_operations | journal_entry_template | template_category |  | STRING |  |  |  | Business category classification of the template indicating the functional area or accounting domain it serves within utility operations.
accounting_operations | journal_entry_template | template_code |  | STRING |  |  |  | Unique business identifier code for the journal entry template used for external reference and system integration.
accounting_operations | journal_entry_template | template_description |  | STRING |  |  |  | Detailed description of the journal entry template including its purpose, usage guidelines, and business scenarios where it should be applied.
accounting_operations | journal_entry_template | template_name |  | STRING |  |  |  | Human-readable name of the journal entry template describing its business purpose and usage context.
accounting_operations | journal_entry_template | template_type |  | STRING |  |  |  | Classification of the journal entry template based on its accounting purpose and timing within the financial cycle.
accounting_operations | journal_entry_template | usage_count |  | INT |  |  |  | Total number of times this template has been used to create journal entries, supporting template effectiveness analysis.
accounting_operations | journal_entry_template | usage_instructions |  | STRING |  |  |  | Detailed instructions for accounting staff on how to properly use this template including data entry requirements and business rules.
accounting_operations | journal_entry_template | version_number |  | INT |  |  |  | Version number of the template to track changes and maintain audit trail of template modifications over time.
accounting_operations | journal_entry_template | created_by |  | STRING |  |  |  | User identifier of the person who created this journal entry template record in the system.
accounting_operations | opex_transaction | cost_center_id | Cost Center ID | BIGINT |  |  | finance.cost_center.cost_center_id | Reference to the organizational cost center to which this OPEX transaction is charged. Cost centers align with functional areas such as generation, transmission, distribution, or gas operations. Used for departmental O&M budget tracking and rate case cost allocation. | FERC Uniform System of Accounts; GAAP
accounting_operations | opex_transaction | financial_period_id | Financial Period Id (Foreign Key) | BIGINT |  |  | finance.financial_period.financial_period_id | Foreign key linking to finance.financial_period. Business justification: opex_transaction has fiscal_year and fiscal_period attributes. financial_period is the master for fiscal periods. Normalizing this reference allows joining to get full period metadata. fiscal_year and | Internal - LLM Generated Cross-Domain Link
accounting_operations | opex_transaction | gl_account_id | Gl Account Id (Foreign Key) | BIGINT |  |  | finance.gl_account.gl_account_id | Foreign key linking to finance.gl_account. Business justification: opex_transaction has gl_account_code attribute. gl_account is the master for GL accounts. Normalizing this reference allows joining to get full account details (account_name, ferc_account_description, | Internal - LLM Generated Cross-Domain Link
accounting_operations | opex_transaction | master_id | Asset ID | BIGINT |  |  | asset.master.master_id | Reference to the utility asset (generation unit, transmission line, distribution equipment, or gas pipeline segment) for which this O&M expenditure was incurred. Links to the asset master in Oracle WAM or IBM Maximo. Critical for distinguishing maintenance OPEX from capital improvements (CAPEX) and for asset-level cost tracking. | FERC Uniform System of Accounts; NERC FAC-003; IEEE
accounting_operations | opex_transaction | purchase_order_id | Purchase Order (PO) ID | BIGINT |  |  | supply.purchase_order.purchase_order_id | Reference to the purchase order associated with this OPEX transaction for contractor services, materials, or fuel procurement. Links to the procurement module in SAP S/4HANA or Oracle ERP Cloud. Supports three-way match (PO, goods receipt, invoice) for SOX procure-to-pay controls. | SOX Section 302/404; FERC Uniform System of Accounts
accounting_operations | opex_transaction | vendor_id | Vendor ID | BIGINT |  |  | supply.vendor.vendor_id | Reference to the vendor or supplier associated with this OPEX transaction, applicable for contractor services, materials procurement, and fuel purchases. Links to the vendor master in the ERP system (SAP S/4HANA or Oracle ERP Cloud). Serves as the PARTY_REFERENCE for external counterparty transactions. | FERC Uniform System of Accounts
accounting_operations | opex_transaction | work_order_id | Work Order ID | BIGINT |  |  | asset.work_order.work_order_id | Reference to the maintenance or construction work order (from Oracle WAM or IBM Maximo) that generated this OPEX transaction. Enables linkage between O&M labor and materials costs and specific asset maintenance activities. Critical for distinguishing OPEX from CAPEX in rate case filings. | FERC Uniform System of Accounts; NERC FAC-003
accounting_operations | opex_transaction | approval_status | Approval Status | STRING |  | draft¦pending_approval¦approved¦rejected¦posted¦reversed |  | Current workflow lifecycle state of the OPEX transaction. Tracks the transaction from initial entry through approval, posting to the general ledger, and potential reversal. Essential for SOX internal controls compliance and financial close processes. | SOX Section 302/404; GAAP
accounting_operations | opex_transaction | approved_by | Approved By | STRING |  |  |  | Name or employee identifier of the individual who approved this OPEX transaction per the utility's delegation of authority matrix. Required for SOX internal controls documentation and financial audit trails. Populated upon transition to 'approved' or 'posted' approval_status. | SOX Section 302/404; GAAP
accounting_operations | opex_transaction | approved_timestamp | Approved Timestamp | TIMESTAMP |  |  |  | Timestamp when the OPEX transaction received final approval in the ERP workflow. Distinct from created_timestamp and updated_timestamp; captures the specific lifecycle event of approval. Used for SOX controls testing and financial close cycle time analysis. | SOX Section 302/404
accounting_operations | opex_transaction | budget_amount | Budget Amount | DECIMAL(18,2) | confidential |  |  | Approved O&M budget amount for the cost center and FERC account combination for the applicable fiscal period. Enables budget-to-actual variance analysis at the transaction level. Supports financial planning and rate case test-year budget justification. | FERC Uniform System of Accounts; GAAP
accounting_operations | opex_transaction | created_timestamp | Record Created Timestamp | TIMESTAMP |  |  |  | Timestamp when the OPEX transaction record was first created in the source ERP system (SAP S/4HANA or Oracle ERP Cloud). Used for audit trail, SOX compliance, and data lineage tracking in the Silver layer. | SOX Section 302/404
accounting_operations | opex_transaction | currency_code | Currency Code | STRING |  | '^[A-Z]{3}$ |  | ISO 4217 three-letter currency code for the transaction amount (e.g., 'USD'). Required for multi-currency ERP environments and FERC financial reporting. Utility operations are predominantly USD but may include CAD for cross-border transmission operations. | ISO 4217; FERC Uniform System of Accounts
accounting_operations | opex_transaction | employee_code | Employee ID | BIGINT | confidential,pii |  |  | Reference to the employee associated with this OPEX transaction, applicable for labor cost postings (direct labor, overtime, benefits allocations) originating from the payroll system (SuccessFactors or Workday). Null for non-labor transactions such as vendor invoices or fuel purchases. | FERC Uniform System of Accounts Account 500-series (labor); GAAP |  | TRUE | This references the employee associated with the operating expense (e.g., travel, training costs). There is no workforce.employee table in the model. This is a reference to an HR/workforce system not modeled here. Since no person table exists in the model, KEEP_AS_IS is appropriate.
accounting_operations | opex_transaction | expense_category | Expense Category | STRING |  | labor¦materials¦contractor_services¦fuel¦overhead_allocation¦other |  | High-level classification of the operating expenditure type. Categories align with standard O&M cost-of-service study breakdowns used in rate case filings before state Public Utility Commissions (PUCs) and FERC. Labor includes direct and indirect employee costs; contractor_services covers third-party O&M contracts; fuel covers FAC-eligible fuel costs. | FERC Uniform System of Accounts; NARUC Uniform System of Accounts
accounting_operations | opex_transaction | ferc_account_code | Federal Energy Regulatory Commission (FERC) Account Code | STRING |  |  |  | FERC Uniform System of Accounts account number to which this O&M expense is classified. Electric O&M accounts include the 500-series (Electric Operation) and 500-599 range; Gas O&M accounts include the 800-series (Gas Operation). Directly drives FERC Form 1 (electric) and FERC Form 2 (gas) O&M expense schedule reporting. | FERC Uniform System of Accounts (18 CFR Part 101 / Part 201)
accounting_operations | opex_transaction | ferc_account_description | Federal Energy Regulatory Commission (FERC) Account Description | STRING |  |  |  | Descriptive label for the FERC Uniform System of Accounts account code (e.g., 'Account 501 - Fuel', 'Account 510 - Steam Power Generation Operation', 'Account 803 - Natural Gas Purchased for Resale'). Provides human-readable context for financial reporting and rate case cost-of-service studies. | FERC Uniform System of Accounts (18 CFR Part 101 / Part 201)
accounting_operations | opex_transaction | fiscal_period | Fiscal Period | INT |  |  |  | The fiscal accounting period (1–12 for monthly, or 1–4 for quarterly) within the fiscal year in which this OPEX transaction is recognized. Used for period-end close, monthly O&M variance reporting, and regulatory test-year normalization. | FERC Uniform System of Accounts; GAAP
accounting_operations | opex_transaction | fiscal_year | Fiscal Year | INT |  |  |  | The fiscal year (four-digit integer, e.g., 2024) in which this OPEX transaction is recognized for financial reporting purposes. Aligns with the utility's regulatory fiscal year used in FERC Form 1/2 annual reports and rate case test-year filings. | FERC Uniform System of Accounts; GAAP
accounting_operations | opex_transaction | functional_area | Functional Area | STRING |  | electric_generation¦electric_transmission¦electric_distribution¦gas_distribution¦customer_service¦administrative_general |  | Utility functional area to which this OPEX transaction is attributed, aligned with FERC Uniform System of Accounts functional classifications. Used to allocate O&M costs between electric and gas operations and between generation, transmission, and distribution for rate case cost-of-service studies and FERC Form 1/2 reporting. | FERC Uniform System of Accounts (18 CFR Part 101 / Part 201); NARUC
accounting_operations | opex_transaction | is_capex_reclassified | Capital Expenditure (CAPEX) Reclassified Flag | BOOLEAN |  |  |  | Indicates whether this transaction was initially posted as OPEX but subsequently reclassified as a capital expenditure (CAPEX) following engineering or accounting review. OPEX-to-CAPEX reclassifications are common in utility accounting and are subject to regulatory scrutiny in rate cases. | FERC Uniform System of Accounts; GAAP ASC 360; SOX Section 302/404
accounting_operations | opex_transaction | is_fac_eligible | Fuel Adjustment Clause (FAC) Eligible Flag | BOOLEAN |  |  |  | Indicates whether this OPEX transaction represents a fuel cost eligible for recovery through the Fuel Adjustment Clause (FAC) mechanism. FAC-eligible costs (e.g., natural gas, coal, nuclear fuel purchases) are tracked separately for regulatory pass-through rate adjustments filed with state PUCs. | State PUC FAC tariff provisions; FERC Uniform System of Accounts Account 501
accounting_operations | opex_transaction | is_rate_case_includable | Rate Case Includable Flag | BOOLEAN |  |  |  | Indicates whether this OPEX transaction is includable in the utility's rate case cost-of-service study as a recoverable O&M expense. Transactions flagged as non-includable (e.g., lobbying costs, penalties, shareholder expenses) are excluded from the revenue requirement calculation per PUC and FERC guidelines. | State PUC rate case guidelines; FERC Uniform System of Accounts; NARUC
accounting_operations | opex_transaction | net_amount | Net Amount | DECIMAL(18,2) | confidential |  |  | Net total amount of the OPEX transaction after applying overhead allocations, adjustments, and any credits or reversals. Represents the final O&M cost recognized in the general ledger for this transaction. Used as the basis for FERC Form 1/2 O&M expense schedule line items. | FERC Uniform System of Accounts; GAAP
accounting_operations | opex_transaction | opex_transaction_id | Operating Expenditure (OPEX) Transaction ID | BIGINT |  |  |  | Unique surrogate identifier for each operating expenditure transaction record in the general ledger. Primary key for the opex_transaction data product. Entity role: TRANSACTION_HEADER. | FERC Uniform System of Accounts | TRUE
accounting_operations | opex_transaction | original_transaction_number | Original Transaction Number | STRING |  |  |  | For reversal or correcting entries, the transaction_number of the original OPEX transaction being reversed or corrected. Enables audit trail linkage between original postings and their reversals. Null for original (non-reversal) transactions. | GAAP; SOX Section 302/404; FERC Uniform System of Accounts
accounting_operations | opex_transaction | overhead_allocation_amount | Overhead Allocation Amount | DECIMAL(18,2) | confidential |  |  | Dollar amount of indirect overhead costs allocated to this OPEX transaction using the utility's cost allocation methodology (e.g., labor-hour basis, direct-cost basis). Overhead allocations are scrutinized in rate case cost-of-service studies to ensure only appropriate costs are included in revenue requirement calculations. | FERC Uniform System of Accounts; NARUC; PUC rate case guidelines
accounting_operations | opex_transaction | posting_date | Posting Date | DATE |  |  |  | The date on which the OPEX transaction was posted to the general ledger accounting period. May differ from transaction_date due to accrual adjustments or late postings. Determines the fiscal period for financial statement inclusion. | FERC Uniform System of Accounts; GAAP
accounting_operations | opex_transaction | project_code | Project Code | STRING |  |  |  | Internal project or WBS (Work Breakdown Structure) code from the ERP system to which this OPEX transaction is charged. Used for project-level O&M cost tracking, particularly for multi-year maintenance programs, storm restoration activities, and demand-side management (DSM) program cost tracking. | FERC Uniform System of Accounts; GAAP
accounting_operations | opex_transaction | quantity | Quantity | DECIMAL(18,4) |  |  |  | The quantity of goods, services, or resources consumed in this OPEX transaction (e.g., labor hours, MCF of natural gas, MWh of fuel energy, units of materials). Used in conjunction with unit_of_measure for unit cost analysis and fuel consumption tracking for FAC filings. | FERC Uniform System of Accounts; AGA; IEEE
accounting_operations | opex_transaction | regulatory_jurisdiction | Regulatory Jurisdiction | STRING |  |  |  | The regulatory jurisdiction (e.g., 'FERC', 'CA-CPUC', 'TX-PUC', 'NY-PSC') under whose rate-making authority this OPEX transaction falls. Used to allocate costs between FERC-jurisdictional (wholesale/transmission) and state PUC-jurisdictional (retail distribution) rate bases in cost-of-service studies. | FERC (18 CFR); State PUC tariff provisions; NARUC
accounting_operations | opex_transaction | reversal_indicator | Reversal Indicator | BOOLEAN |  |  |  | Indicates whether this OPEX transaction is a reversal entry (credit memo or correcting journal entry) that offsets a previously posted transaction. Reversal transactions are common for accrual reversals at period-end and for correcting misposted O&M costs. | GAAP; FERC Uniform System of Accounts; SOX Section 302/404
accounting_operations | opex_transaction | source_document_type | Source Document Type | STRING |  | vendor_invoice¦journal_entry¦accrual¦payroll_allocation¦intercompany¦goods_receipt |  | Classification of the originating document type that generated this OPEX transaction in the ERP system. Distinguishes between vendor invoices, manual journal entries, period-end accruals, payroll cost allocations, intercompany charges, and goods receipts. Used for financial audit and SOX controls testing. | GAAP; SOX Section 302/404; FERC Uniform System of Accounts
accounting_operations | opex_transaction | source_system | Source System | STRING |  | SAP_S4HANA¦Oracle_ERP_Cloud¦Oracle_WAM¦IBM_Maximo¦manual_entry |  | Identifies the operational system of record from which this OPEX transaction originated. Supports data lineage tracking in the Databricks Silver layer and enables source-system reconciliation during financial close. Primary sources are SAP S/4HANA or Oracle ERP Cloud for financial postings, with work order costs originating from Oracle WAM or IBM Maximo. | FERC Uniform System of Accounts; SOX Section 302/404
accounting_operations | opex_transaction | transaction_amount | Transaction Amount | DECIMAL(18,2) | confidential |  |  | Gross base amount of the operating expenditure in the transaction currency before any adjustments, discounts, or overhead allocations. Represents the raw O&M cost posted to the general ledger. Used for OPEX budget variance analysis and FERC O&M expense reporting. | FERC Uniform System of Accounts; GAAP ASC 420
accounting_operations | opex_transaction | transaction_date | Transaction Date | DATE |  |  |  | The principal real-world business event date on which the operating expenditure was incurred or the cost was recognized. Used for period-end accruals, FERC O&M expense reporting, and rate case cost-of-service study period alignment. | FERC Uniform System of Accounts; GAAP ASC 420
accounting_operations | opex_transaction | transaction_description | Transaction Description | STRING |  |  |  | Free-text description of the operating expenditure as entered in the ERP system (SAP S/4HANA or Oracle ERP Cloud). Provides context for the nature of the O&M cost, such as 'Turbine blade inspection labor - Unit 3' or 'Natural gas fuel purchase - Peaker Plant'. Used in audit reviews and rate case cost justification. | FERC Uniform System of Accounts; SOX Section 302/404
accounting_operations | opex_transaction | transaction_number | Transaction Number | STRING |  |  |  | Externally-known business identifier for the OPEX transaction as assigned by the ERP system (SAP S/4HANA or Oracle ERP Cloud). Corresponds to the document number or journal entry number used in financial reporting and audit trails. Supports FERC Form 1/2 O&M expense reconciliation. | FERC Uniform System of Accounts; GAAP ASC 420
accounting_operations | opex_transaction | unit_of_measure | Unit of Measure | STRING |  |  |  | The unit of measure for the quantity field (e.g., 'hours' for labor, 'MCF' for natural gas volume, 'MWh' for fuel energy, 'EA' for each/unit of materials). Enables unit cost calculations and fuel consumption analysis for Fuel Adjustment Clause (FAC) regulatory filings. | FERC Uniform System of Accounts; AGA; IEEE
accounting_operations | opex_transaction | updated_timestamp | Record Updated Timestamp | TIMESTAMP |  |  |  | Timestamp when the OPEX transaction record was last modified in the source ERP system. Tracks reversals, corrections, and approval workflow updates. Required for incremental ETL processing in the Databricks Silver layer. | SOX Section 302/404
accounting_operations | opex_transaction | utility_type | Utility Type | STRING |  | electric¦gas¦common |  | Identifies whether this OPEX transaction relates to electric utility operations, gas utility operations, or common/shared utility costs. Required for cost separation between electric and gas rate bases in combined electric-and-gas utility rate cases filed with state PUCs and FERC. | FERC Uniform System of Accounts (18 CFR Part 101 / Part 201); NARUC
accounting_operations | opex_transaction | vendor_invoice_number | Vendor Invoice Number | STRING |  |  |  | The invoice number provided by the vendor or contractor for this OPEX transaction. Used for three-way match (PO, goods receipt, invoice) in the procure-to-pay process and for SOX accounts payable controls. Enables traceability from the general ledger entry back to the source vendor document. | SOX Section 302/404; FERC Uniform System of Accounts
accounting_operations | organization | address_line_1 |  | STRING | confidential,pii_address |  |  | Primary street address of the organization's physical location. Used for regulatory filings and correspondence.
accounting_operations | organization | address_line_2 |  | STRING | confidential,pii_address |  |  | Secondary address information such as suite, floor, or building number.
accounting_operations | organization | annual_budget_amount |  | DECIMAL(18,2) | confidential |  |  | Total approved budget for the current fiscal year in US dollars. Used for budget variance analysis and financial planning.
accounting_operations | organization | budget_owner_id |  | BIGINT |  |  |  | Reference to the employee or executive responsible for budget planning and variance management for this organization.
accounting_operations | organization | city |  | STRING | confidential,pii_address |  |  | City where the organization is located.
accounting_operations | organization | cost_center_code |  | STRING |  |  |  | Financial accounting code used to track and allocate operating expenses (OPEX) and capital expenditures (CAPEX) to this organization. Aligns with general ledger chart of accounts.
accounting_operations | organization | country_code |  | STRING |  |  |  | Three-letter ISO 3166-1 alpha-3 country code where the organization is located.
accounting_operations | organization | created_timestamp |  | TIMESTAMP |  |  |  | Date and time when this organization record was first created in the system. Format: yyyy-MM-ddTHH:mm:ss.SSSXXX.
accounting_operations | organization | currency_code |  | STRING |  |  |  | Three-letter ISO 4217 currency code for financial transactions associated with this organization. Typically USD for US-based utilities.
accounting_operations | organization | depreciation_method |  | STRING |  |  |  | Accounting method used to depreciate capital assets owned by this organization. Regulatory method follows FERC-prescribed rates; other methods align with GAAP.
accounting_operations | organization | description |  | STRING |  |  |  | Detailed narrative description of the organization's purpose, responsibilities, and scope within the utility enterprise.
accounting_operations | organization | effective_end_date |  | DATE |  |  |  | Date when this organization was closed or became inactive. Null for currently active organizations. Used for historical cost analysis and organizational change tracking.
accounting_operations | organization | effective_start_date |  | DATE |  |  |  | Date when this organization became active and began accepting financial transactions. Used for time-based cost allocation and historical reporting.
accounting_operations | organization | email_address |  | STRING | confidential,pii_email |  |  | Primary email contact for the organization.
accounting_operations | organization | functional_area |  | STRING |  |  |  | Primary operational function of the organization within the utility value chain. Generation produces electricity; transmission moves high-voltage power; distribution delivers to end customers; customer service manages billing and support; corporate provides enterprise services; regulatory handles compliance and rate cases.
accounting_operations | organization | is_rate_base_eligible |  | BOOLEAN |  |  |  | Indicates whether capital investments by this organization are eligible for inclusion in the regulatory rate base for cost recovery. Critical for CAPEX planning and rate case preparation.
accounting_operations | organization | is_regulated |  | BOOLEAN |  |  |  | Indicates whether this organization is subject to regulatory oversight and rate regulation. True for generation, transmission, and distribution organizations; false for unregulated competitive business units.
accounting_operations | organization | last_modified_timestamp |  | TIMESTAMP |  |  |  | Date and time when this organization record was last updated. Format: yyyy-MM-ddTHH:mm:ss.SSSXXX.
accounting_operations | organization | legal_entity_id |  | STRING |  |  |  | Identifier of the legal entity that owns or operates this organization. Used for consolidation in GAAP financial statements and SOX compliance reporting.
accounting_operations | organization | manager_id |  | BIGINT |  |  |  | Reference to the employee who manages this organization unit. Used for accountability and approval workflows.
accounting_operations | organization | organization_code |  | STRING |  |  |  | Unique business identifier code for the organization used in financial reporting and cost allocation. Typically assigned by the enterprise resource planning system.
accounting_operations | organization | organization_id | Organization Identifier | BIGINT |  |  |  | Primary key for organization |  | TRUE
accounting_operations | organization | organization_level |  | INT |  |  |  | Numeric level in the organizational hierarchy where 1 represents the top level (enterprise) and higher numbers represent deeper nested levels. Used for roll-up reporting and consolidation.
accounting_operations | organization | organization_name |  | STRING |  |  |  | Full legal or business name of the organization unit. Used for financial reporting, regulatory filings, and internal cost center identification.
accounting_operations | organization | organization_short_name |  | STRING |  |  |  | Abbreviated name or acronym for the organization used in reports and user interfaces.
accounting_operations | organization | organization_type |  | STRING |  |  |  | Classification of the organization entity indicating its role in the financial structure. Cost centers track expenses only; profit centers track both revenue and expenses; business units are strategic operational divisions; departments are functional groups; divisions are major organizational segments; subsidiaries are legally separate entities.
accounting_operations | organization | parent_organization_id |  | BIGINT |  |  |  | Reference to the parent organization in the hierarchy. Null for top-level organizations. Enables hierarchical cost allocation and financial consolidation.
accounting_operations | organization | phone_number |  | STRING | confidential,pii_phone |  |  | Primary contact phone number for the organization.
accounting_operations | organization | postal_code |  | STRING | confidential,pii_address |  |  | ZIP or postal code for the organization's address. Format: XXXXX or XXXXX-XXXX.
accounting_operations | organization | profit_center_code |  | STRING |  |  |  | Financial accounting code used to track revenue and profitability for this organization. Used in return on equity (ROE) and return on investment (ROI) calculations. Null for cost-only centers.
accounting_operations | organization | regulatory_jurisdiction |  | STRING |  |  |  | Regulatory body or commission with oversight authority over this organization (e.g., state public utility commission, FERC). Critical for rate case filings and compliance reporting.
accounting_operations | organization | service_territory |  | STRING |  |  |  | Geographic region or jurisdiction served by this organization. Used for regulatory reporting and rate case cost allocation by service area.
accounting_operations | organization | sox_scope_flag |  | BOOLEAN |  |  |  | Indicates whether this organization is within the scope of SOX internal controls testing and audit requirements. True for organizations with material financial impact.
accounting_operations | organization | state_province |  | STRING | confidential,pii_address |  |  | Two-letter state or province code where the organization is located. Critical for regulatory jurisdiction determination.
accounting_operations | organization | status |  | STRING |  |  |  | Current lifecycle status of the organization. Active organizations are operational and can have transactions posted; inactive organizations are temporarily suspended; pending organizations are being established; closed organizations are permanently retired.
accounting_operations | organization | tax_identification_number |  | STRING | confidential |  |  | Federal employer identification number (EIN) or tax ID assigned to this organization for tax reporting purposes. Format: XX-XXXXXXX.
accounting_operations | profit_center | parent_profit_center_id |  | BIGINT | self_ref_fk |  | finance.profit_center.profit_center_id | Self-referencing FK on profit_center (parent_profit_center_id)
accounting_operations | profit_center | allowed_roe_percent | Allowed Return on Equity (ROE) Percent | DECIMAL(6,4) | confidential |  |  | Regulatory-approved return on equity percentage for this profit center as determined in the most recent rate case or FERC order. Used to calculate the allowed return component in cost-of-service studies and PBR performance tracking. | FERC (Federal Energy Regulatory Commission); State PUC Rate Orders; NARUC
accounting_operations | profit_center | business_segment | Business Segment | STRING |  | electric_generation¦electric_transmission¦electric_distribution¦gas_distribution¦unregulated |  | Regulatory and operational business segment to which this profit center belongs. Drives FERC-required segment reporting and ROE/ROI analysis by business unit. Values align with the utility's FERC Form 1 and state PUC segment reporting requirements: electric_generation, electric_transmission, electric_distribution, gas_distribution, unregulated. | FERC Uniform System of Accounts; FERC Form 1; NARUC Uniform System of Accounts
accounting_operations | profit_center | capex_budget_usd | Capital Expenditure (CAPEX) Budget (USD) | DECIMAL(18,2) | confidential |  |  | Approved annual capital expenditure budget allocated to this profit center in US dollars. Used for CAPEX tracking, rate base calculations, and AFUDC (Allowance for Funds Used During Construction) accruals in regulatory accounting. | FERC Uniform System of Accounts; GAAP ASC 360; SOX (Sarbanes-Oxley Act)
accounting_operations | profit_center | ciac_eligible | Contribution in Aid of Construction (CIAC) Eligible | BOOLEAN |  |  |  | Indicates whether this profit center is eligible to receive Contributions in Aid of Construction (CIAC) from customers or developers. CIAC receipts reduce rate base and are tracked separately per FERC Account 271 and state PUC requirements. | FERC Uniform System of Accounts (Account 271); State PUC CIAC Rules
accounting_operations | profit_center | company_code | Company Code | STRING |  | '^[A-Z0-9]{1,4}$ |  | SAP Company Code (BUKRS) representing the legal entity to which this profit center is assigned. Used for GAAP financial statement preparation and SOX compliance segregation. Maps to the utility's legal corporate structure. | SAP S/4HANA FI; GAAP (Generally Accepted Accounting Principles); SOX (Sarbanes-Oxley Act)
accounting_operations | profit_center | controlling_area_code | Controlling Area Code | STRING |  | '^[A-Z0-9]{1,4}$ |  | SAP Controlling Area (KOKRS) to which this profit center belongs. Defines the organizational unit within which cost and profit accounting is performed. All profit centers within a controlling area share the same fiscal year variant and currency. | SAP S/4HANA CO-PCA
accounting_operations | profit_center | cost_center_assignment | Default Cost Center Assignment | STRING |  |  |  | Default cost center code associated with this profit center for overhead allocation and cost-of-service studies. Used in rate case preparation to allocate shared costs between regulated business segments per FERC and PUC requirements. | SAP S/4HANA CO-PCA; FERC Uniform System of Accounts; State PUC Cost Allocation Guidelines
accounting_operations | profit_center | created_timestamp | Record Created Timestamp | TIMESTAMP |  |  |  | Timestamp when this profit center record was first created in the source SAP S/4HANA CO-PCA system. Used for audit trail, SOX compliance, and data lineage tracking in the Databricks Silver Layer. | SOX (Sarbanes-Oxley Act); SAP S/4HANA CO-PCA
accounting_operations | profit_center | currency_code | Currency Code | STRING |  | '^[A-Z]{3}$ |  | ISO 4217 three-letter currency code for the profit center's reporting currency (e.g., USD). Defines the currency in which profit center financial results are reported and consolidated. | ISO 4217; SAP S/4HANA CO-PCA; GAAP
accounting_operations | profit_center | depreciation_method | Depreciation Method | STRING |  | straight_line¦accelerated¦units_of_production¦regulatory |  | Depreciation method applied to capital assets assigned to this profit center. Regulatory depreciation rates are typically set by PUC order and may differ from GAAP depreciation. Impacts rate base calculations and FERC account 403 (Depreciation and Amortization of Electric Plant). | FERC Uniform System of Accounts; GAAP ASC 360; State PUC Depreciation Orders
accounting_operations | profit_center | energy_commodity | Energy Commodity | STRING |  | electric¦gas¦both¦none |  | Primary energy commodity handled by this profit center. Distinguishes electric utility operations from gas distribution operations for FERC Form 1 vs. Form 2 reporting, and for separate rate case cost-of-service studies. | FERC Form 1; FERC Form 2; AGA (American Gas Association); State PUC regulations
accounting_operations | profit_center | ferc_account_class | Federal Energy Regulatory Commission (FERC) Account Class | STRING |  |  |  | FERC Uniform System of Accounts classification associated with this profit center (e.g., Electric Plant in Service accounts 301-399, Gas Plant accounts 101-199). Drives regulatory financial reporting on FERC Form 1 and Form 2. | FERC Uniform System of Accounts (18 CFR Part 101); FERC Form 1; FERC Form 2
accounting_operations | profit_center | fiscal_year_variant | Fiscal Year Variant | STRING |  | '^[A-Z0-9]{2}$ |  | SAP Fiscal Year Variant (PERIV) that defines the fiscal year calendar applicable to this profit center. Determines period boundaries for financial reporting, budget cycles, and FERC annual report preparation. | SAP S/4HANA CO-PCA; GAAP; FERC Form 1
accounting_operations | profit_center | functional_area | Functional Area | STRING |  |  |  | SAP Functional Area (FUNC_AREA) assigned to this profit center, used to classify costs by business function (e.g., generation operations, transmission operations, distribution operations, customer service, administration). Supports FERC functional cost classification and CAPEX/OPEX segregation. | SAP S/4HANA CO-PCA; FERC Uniform System of Accounts
accounting_operations | profit_center | gl_account_assignment_group | General Ledger (GL) Account Assignment Group | STRING |  |  |  | GL account assignment group that governs automatic account determination for revenue and cost postings to this profit center. Ensures correct FERC account mapping for regulated utility accounting. | SAP S/4HANA FI-CO; FERC Uniform System of Accounts
accounting_operations | profit_center | hierarchy_node | Profit Center Hierarchy Node | STRING |  |  |  | Node identifier within the SAP profit center standard hierarchy (SETCLASS 0106) to which this profit center is assigned. Enables roll-up reporting across organizational levels for EBITDA and segment reporting. | SAP S/4HANA CO-PCA
accounting_operations | profit_center | intercompany_elimination_flag | Intercompany Elimination Flag | BOOLEAN |  |  |  | Indicates whether transactions posted to this profit center are subject to intercompany elimination in consolidated financial statements. Critical for SOX-compliant consolidation and FERC affiliate transaction reporting. | GAAP ASC 810; SOX (Sarbanes-Oxley Act); FERC Standards of Conduct
accounting_operations | profit_center | last_modified_timestamp | Record Last Modified Timestamp | TIMESTAMP |  |  |  | Timestamp of the most recent modification to this profit center record in the source SAP S/4HANA CO-PCA system. Supports change tracking, SOX audit requirements, and incremental data pipeline processing. | SOX (Sarbanes-Oxley Act); SAP S/4HANA CO-PCA
accounting_operations | profit_center | long_description | Profit Center Long Description | STRING |  |  |  | Extended description of the profit center providing full business context, including the scope of operations, regulatory segment, and reporting purpose. Corresponds to LTEXT in SAP CEPC. | SAP S/4HANA CO-PCA
accounting_operations | profit_center | nerc_region | North American Electric Reliability Corporation (NERC) Region | STRING |  |  |  | NERC reliability region (e.g., WECC, SERC, RFC, MRO) associated with this profit center's electric operations. Used for NERC compliance reporting and bulk electric system (BES) reliability cost allocation. | NERC (North American Electric Reliability Corporation); FERC Order 693
accounting_operations | profit_center | opex_budget_usd | Operating Expenditure (OPEX) Budget (USD) | DECIMAL(18,2) | confidential |  |  | Approved annual operating expenditure budget allocated to this profit center in US dollars. Supports O&M cost tracking, rate case cost-of-service studies, and EBITDA reporting by segment. | FERC Uniform System of Accounts; GAAP; State PUC Cost-of-Service Guidelines
accounting_operations | profit_center | plant_location_code | Plant Location Code | STRING |  |  |  | Geographic or operational location code associated with this profit center, linking it to a specific generation plant, transmission substation, distribution district, or gas service territory. Used in GIS-integrated financial analysis and asset management reporting. | ESRI ArcGIS; FERC Uniform System of Accounts; IEEE
accounting_operations | profit_center | profit_center_code | Profit Center Code | STRING |  | '^[A-Z0-9_-]{1,20}$ |  | Externally-known alphanumeric code that uniquely identifies the profit center within the SAP S/4HANA Controlling (CO-PCA) module. Used in journal entries, cost allocations, and regulatory segment reports. Corresponds to the PRCTR field in SAP table CEPC. | SAP S/4HANA CO-PCA; FERC Uniform System of Accounts
accounting_operations | profit_center | profit_center_group | Profit Center Group | STRING |  |  |  | Grouping identifier used to aggregate profit centers for management reporting, EBITDA analysis, and regulatory segment reporting. Corresponds to SAP profit center groups (SETCLASS 0106) used in report painter/writer reports. | SAP S/4HANA CO-PCA; FERC Uniform System of Accounts
accounting_operations | profit_center | profit_center_id | Profit Center ID | BIGINT |  |  |  | Unique surrogate identifier for the profit center record in the Databricks Silver Layer. Primary key generated by the lakehouse ingestion pipeline from SAP S/4HANA CO-PCA module. | SAP S/4HANA Controlling (CO-PCA) | TRUE
accounting_operations | profit_center | profit_center_name | Profit Center Name | STRING |  |  |  | Human-readable short name of the profit center as maintained in SAP CO-PCA (KTEXT field in CEPC). Used in financial reports, dashboards, and rate case cost-of-service studies. | SAP S/4HANA CO-PCA; FERC Uniform System of Accounts
accounting_operations | profit_center | profit_center_status | Profit Center Status | STRING |  | active¦inactive¦locked¦pending_activation |  | Current lifecycle status of the profit center record. Active profit centers accept postings; locked centers are frozen for new transactions; inactive centers are retired from use. Corresponds to the LOCK_IND and PRCTR_STATUS indicators in SAP CEPC. | SAP S/4HANA CO-PCA
accounting_operations | profit_center | profit_center_type | Profit Center Type | STRING |  | regulated¦unregulated¦corporate¦shared_services |  | Classification of the profit center by regulatory and operational type. Regulated centers are subject to PUC/FERC oversight and rate-of-return regulation; unregulated centers operate in competitive markets; corporate centers capture holding company costs; shared_services centers allocate common costs. | FERC Uniform System of Accounts; State PUC regulations
accounting_operations | profit_center | rate_base_usd | Rate Base (USD) | DECIMAL(18,2) | confidential |  |  | Regulatory rate base value assigned to this profit center in US dollars, representing the net investment on which the utility is permitted to earn a regulated return. Used in ROE calculations and rate case cost-of-service studies filed with FERC and state PUCs. | FERC Uniform System of Accounts; State PUC Rate Case Guidelines; NARUC
accounting_operations | profit_center | regulatory_jurisdiction | Regulatory Jurisdiction | STRING |  | federal¦state¦both¦unregulated |  | Indicates the regulatory jurisdiction governing this profit center's rates and operations. Federal indicates FERC jurisdiction (transmission, wholesale); state indicates PUC jurisdiction (distribution, retail); both indicates dual jurisdiction; unregulated indicates competitive/non-regulated operations. | FERC (Federal Energy Regulatory Commission); State PUC regulations; NARUC
accounting_operations | profit_center | responsible_manager_code | Responsible Manager Employee ID | STRING |  |  |  | Employee identifier of the manager accountable for the financial performance of this profit center. Corresponds to the VERAK field in SAP CEPC. Used for accountability reporting and performance-based ratemaking (PBR) analysis. | SAP S/4HANA CO-PCA; PBR (Performance-Based Ratemaking) |  | TRUE | This references a person/manager responsible for the profit center. There is no workforce.employee or shared.actor table in the model. The manager is likely referenced by an employee ID from an HR/workforce system not modeled here. KEEP_AS_IS is appropriate as an external HR system reference.
accounting_operations | profit_center | responsible_manager_name | Responsible Manager Name | STRING |  |  |  | Full name of the manager responsible for this profit center's financial performance. Sourced from SAP HR/CO integration. Used in management reporting and rate case cost-of-service studies. | SAP S/4HANA CO-PCA
accounting_operations | profit_center | revenue_budget_usd | Revenue Budget (USD) | DECIMAL(18,2) | confidential |  |  | Approved annual revenue budget for this profit center in US dollars. Used in ROE and ROI analysis by business unit, EBITDA reporting by segment, and variance analysis against actual revenues. | FERC Uniform System of Accounts; GAAP; State PUC Rate Case Guidelines
accounting_operations | profit_center | rto_iso_membership | Regional Transmission Organization (RTO) / Independent System Operator (ISO) Membership | STRING |  |  |  | RTO or ISO market area in which this profit center participates (e.g., PJM, MISO, CAISO, SPP, ERCOT). Drives energy market cost allocation, LMP-based settlement, and OATT compliance reporting. | FERC (Federal Energy Regulatory Commission); OATT (Open Access Transmission Tariff); RTO/ISO tariffs
accounting_operations | profit_center | segment_reporting_code | Segment Reporting Code | STRING |  | '^[A-Z0-9_]{1,10}$ |  | Code used to map this profit center to a reportable segment under GAAP ASC 280 (Segment Reporting) and FERC segment reporting requirements. Enables aggregation of profit centers into disclosed business segments in annual reports and FERC filings. | GAAP ASC 280 (Segment Reporting); FERC Form 1; SEC Regulation S-X
accounting_operations | profit_center | source_system_code | Source System Identifier | STRING |  | '^[A-Z0-9_]{1,20}$ |  | Identifier of the operational source system from which this profit center record was ingested (e.g., SAP_S4HANA_PROD, SAP_S4HANA_QA). Supports data lineage, multi-system reconciliation, and Silver Layer provenance tracking. | SAP S/4HANA CO-PCA; Enterprise Data Governance Standards |  | TRUE | This is clearly an external system identifier referencing the source ERP or financial system that originated this profit center record. It is not a FK to a modeled table but an external system reference.
accounting_operations | profit_center | sox_relevant | Sarbanes-Oxley (SOX) Relevant Indicator | BOOLEAN |  |  |  | Indicates whether this profit center is within scope for SOX internal controls over financial reporting. SOX-relevant profit centers require documented controls, segregation of duties, and periodic management attestation. | SOX (Sarbanes-Oxley Act) Section 302 and 404; PCAOB Standards
accounting_operations | profit_center | valid_from_date | Valid From Date | DATE |  |  |  | Date from which this profit center is effective and available for financial postings. Corresponds to DATAB in SAP CEPC. Used to enforce temporal validity in period-based financial reporting and rate case cost studies. | SAP S/4HANA CO-PCA; FERC Uniform System of Accounts
accounting_operations | profit_center | valid_to_date | Valid To Date | DATE |  |  |  | Date through which this profit center remains effective. Corresponds to DATBI in SAP CEPC. A value of 9999-12-31 indicates an open-ended profit center with no planned deactivation. | SAP S/4HANA CO-PCA; FERC Uniform System of Accounts
accounting_operations | profit_center | wip_account_indicator | Work in Progress (WIP) Account Indicator | BOOLEAN |  |  |  | Indicates whether this profit center is designated to capture Work in Progress (WIP) costs for capital projects prior to asset capitalization. When true, costs posted here are subject to AFUDC accrual per FERC accounting requirements. | FERC Uniform System of Accounts (Account 107 - Construction Work in Progress); GAAP ASC 835
capital_management | budget | capex_project_id |  | BIGINT | internal |  | finance.capex_project.capex_project_id | FK to finance.capex_project
capital_management | budget | cost_center_id | Cost Center ID | BIGINT |  |  | finance.cost_center.cost_center_id | Reference to the cost center responsible for this budget record. Cost centers represent organizational units (e.g., Generation Operations, T&D Maintenance, Customer Service) used for OPEX and CAPEX allocation in FERC Uniform System of Accounts reporting. | FERC Uniform System of Accounts; SAP S/4HANA CO-CCA
capital_management | budget | financial_period_id | Financial Period Id (Foreign Key) | BIGINT |  |  | finance.financial_period.financial_period_id | Foreign key linking to finance.financial_period. Business justification: budget has fiscal_year and fiscal_period attributes. financial_period is the master for fiscal periods. Normalizing this reference allows joining to get full period metadata (period dates, status, etc | Internal - LLM Generated Cross-Domain Link
capital_management | budget | gl_account_id | General Ledger (GL) Account ID | BIGINT |  |  | finance.gl_account.gl_account_id | Reference to the General Ledger account associated with this budget record. GL accounts are structured per FERC Uniform System of Accounts (e.g., Account 401 for Revenue, Account 500-series for O&M expenses, Account 100-series for utility plant CAPEX). | FERC Uniform System of Accounts; GAAP ASC 980
capital_management | budget | profit_center_id |  | BIGINT | internal |  | finance.profit_center.profit_center_id | FK to finance.profit_center
capital_management | budget | allocation_factor | Cost Allocation Factor | DECIMAL(8,6) |  |  |  | The proportional allocation factor (0.000000 to 1.000000) used to distribute shared or common costs across jurisdictions, functional areas, or cost centers in rate case cost-of-service studies. Derived from FERC-approved or PUC-approved allocation methodologies (e.g., plant ratio, revenue ratio, customer count). | FERC Uniform System of Accounts; PUC Cost Allocation Methodology; NARUC Rate Case Guidelines
capital_management | budget | approval_date | Budget Approval Date | DATE |  |  |  | The date on which this budget record received formal approval (yyyy-MM-dd). Marks the start of the authorized budget execution period. Used for SOX audit trail, board resolution documentation, and rate case filing timelines. | SOX Section 302/404; GAAP ASC 270; PUC Rate Case Filing Requirements
capital_management | budget | approval_status | Budget Approval Status | STRING |  | draft¦pending_approval¦approved¦rejected¦superseded |  | Current workflow status of the budget record in the approval lifecycle. 'draft' indicates budget under preparation; 'pending_approval' indicates submitted for management or board review; 'approved' indicates authorized for execution; 'rejected' indicates returned for revision; 'superseded' indicates replaced by a revised version. | SOX Section 302/404; GAAP Internal Control Framework (COSO); PUC Rate Case Filing
capital_management | budget | approved_amount | Approved Budget Amount | DECIMAL(18,2) | confidential |  |  | The total board- or management-approved budget amount in USD for this cost center, GL account, and fiscal year combination. Represents the authorized spending or revenue target. Used as the baseline for budget-vs-actual variance analysis and rate case test year cost-of-service calculations. | GAAP ASC 270; FERC Form 1; SOX Section 302/404
capital_management | budget | approved_by | Approved By | STRING |  |  |  | Name or employee identifier of the executive or board member who formally approved this budget record. Required for SOX audit trail and internal control documentation. For CAPEX budgets, may reference the Capital Expenditure Committee or Board of Directors approval. | SOX Section 302/404; GAAP Internal Control Framework (COSO)
capital_management | budget | asset_category | Asset Category | STRING |  |  |  | The utility asset category for CAPEX budget records (e.g., Generation Plant, Transmission Lines, Distribution Substation, Gas Pipeline, Smart Meter/AMI, IT Infrastructure). Aligns with FERC plant account classifications for regulatory depreciation and rate base inclusion. Null for OPEX budget records. | FERC Uniform System of Accounts (Electric Plant Accounts 301–399; Gas Plant Accounts 101–399); GAAP ASC 360
capital_management | budget | budget_id | Budget ID | BIGINT |  |  |  | Unique surrogate identifier for each budget record in the Silver Layer lakehouse. Each record represents a unique combination of budget version, budget type, cost center, GL account, and fiscal year. Sourced from SAP S/4HANA CO-PA or Oracle ERP Cloud Budgetary Control module. | SAP S/4HANA Controlling (CO-PA); Oracle ERP Cloud Budgetary Control | TRUE
capital_management | budget | budget_type | Budget Type | STRING |  | opex¦capex¦revenue¦depreciation¦regulatory |  | Classifies the nature of the budget record. 'opex' covers O&M operating expenditures; 'capex' covers capital expenditures for utility plant additions; 'revenue' covers projected rate revenues; 'depreciation' covers regulatory depreciation expense budgets; 'regulatory' covers rate case and compliance cost budgets. Aligns with FERC Uniform System of Accounts classification. | FERC Uniform System of Accounts; GAAP ASC 360; PBR Target-Setting Guidelines
capital_management | budget | created_timestamp | Record Created Timestamp | TIMESTAMP |  |  |  | The timestamp when this budget record was first created in the source system or ingested into the Silver Layer lakehouse (yyyy-MM-ddTHH:mm:ss.SSSXXX). Required for SOX audit trail and data governance lineage tracking. | SOX Section 302/404; GAAP Internal Control Framework (COSO)
capital_management | budget | currency_code | Currency Code | STRING |  | '^[A-Z]{3}$ |  | ISO 4217 three-letter currency code for all monetary amounts in this budget record (e.g., USD). Supports multi-currency reporting for utilities with cross-border operations or international PPAs. Typically USD for domestic U.S. utility operations. | ISO 4217 Currency Codes; GAAP ASC 830 (Foreign Currency)
capital_management | budget | depreciation_rate_pct | Depreciation Rate Percentage | DECIMAL(6,4) |  |  |  | The annual regulatory depreciation rate (as a percentage) applied to CAPEX budget records for utility plant additions. Established by PUC-approved depreciation studies. Used to calculate budgeted depreciation expense for rate case cost-of-service studies and FERC Form 1 reporting. Null for OPEX budget records. | FERC Uniform System of Accounts; PUC Depreciation Study Approval; GAAP ASC 360
capital_management | budget | effective_end_date | Budget Effective End Date | DATE |  |  |  | The date on which this budget record expires or is superseded (yyyy-MM-dd). For annual budgets, typically the last day of the fiscal year. For multi-year long-range plans, may extend 3–10 years. Nullable for open-ended rolling forecasts. | GAAP ASC 270; FERC Form 1; IRP (Integrated Resource Plan) Filing
capital_management | budget | effective_start_date | Budget Effective Start Date | DATE |  |  |  | The date from which this budget record becomes effective and spending or revenue targets are active (yyyy-MM-dd). Typically the first day of the fiscal year or the effective date of a mid-year budget revision. Used for temporal budget validity tracking. | GAAP ASC 270; FERC Form 1; PUC Rate Case Test Year
capital_management | budget | energy_type | Energy Type | STRING |  | electric¦gas¦renewable¦nuclear¦unallocated |  | Identifies whether this budget record pertains to electric or gas utility operations, or a specific generation fuel type. Required for FERC jurisdictional cost separation between electric and gas operations, and for RPS (Renewable Portfolio Standard) compliance cost tracking. | FERC Uniform System of Accounts; FERC Form 1 (Electric); FERC Form 2 (Gas); RPS Compliance Reporting
capital_management | budget | ferc_account_code | Federal Energy Regulatory Commission (FERC) Account Code | STRING |  |  |  | The FERC Uniform System of Accounts account number (e.g., 401, 500, 101) mapped to this budget record. Required for FERC Form 1 annual report filing and rate case cost-of-service studies. Enables regulatory cost allocation between electric plant, O&M, and revenue accounts. | FERC Uniform System of Accounts (18 CFR Part 101); FERC Form 1
capital_management | budget | fiscal_period | Fiscal Period | INT |  |  |  | The fiscal period (month number 1–12) within the fiscal year for which this budget amount is recorded. Enables monthly budget-vs-actual variance reporting and period-level financial planning cycles in SAP S/4HANA or Oracle ERP Cloud. | GAAP ASC 270; SAP S/4HANA CO-PA Period Accounting
capital_management | budget | fiscal_year | Fiscal Year | INT |  |  |  | The fiscal year to which this budget record applies (e.g., 2025). Used for annual budget cycle management, rate case test year identification, and multi-year capital program planning. Aligns with the utility's regulatory fiscal year as filed with the PUC and FERC. | FERC Form 1; GAAP ASC 270; PUC Rate Case Filing Requirements
capital_management | budget | functional_area | Functional Area | STRING |  |  |  | The business functional area associated with this budget record (e.g., Generation, Transmission, Electric Distribution, Gas Distribution, Customer Service, Corporate). Used for cost-of-service allocation in rate case studies and FERC jurisdictional separation of costs between electric and gas operations. | FERC Uniform System of Accounts; NARUC Uniform System of Accounts; PUC Cost-of-Service Allocation
capital_management | budget | notes | Budget Notes | STRING |  |  |  | Free-text narrative field for budget analysts to document assumptions, drivers, variance explanations, or special circumstances associated with this budget record. Supports rate case workpaper documentation and SOX audit trail requirements. | SOX Section 302/404; GAAP Internal Control Framework (COSO)
capital_management | budget | owner | Budget Owner | STRING |  |  |  | Name or employee identifier of the manager or director responsible for this budget record (e.g., Director of Generation Operations, VP of T&D). Accountable for budget execution, variance explanations, and SOX attestation of financial controls for their cost center. | SOX Section 302/404; GAAP Internal Control Framework (COSO)
capital_management | budget | pbr_target_flag | Performance-Based Ratemaking (PBR) Target Flag | BOOLEAN |  |  |  | Indicates whether this budget record is associated with a PBR (Performance-Based Ratemaking) performance target or incentive mechanism established by the PUC. True = linked to a PBR metric (e.g., SAIDI, SAIFI, customer satisfaction); False = standard budget record. | PUC PBR Order; NARUC Performance-Based Ratemaking Guidelines
capital_management | budget | period_amount | Period Budget Amount | DECIMAL(18,2) | confidential |  |  | The budget amount allocated to the specific fiscal period (month) within the fiscal year, in USD. Supports monthly budget-vs-actual variance reporting and cash flow planning. The sum of all period amounts for a fiscal year should equal the approved_amount for annual budget records. | GAAP ASC 270; SAP S/4HANA CO-PA Period Accounting
capital_management | budget | planning_cycle | Planning Cycle | STRING |  | annual¦mid_year_review¦q1_forecast¦q2_forecast¦q3_forecast¦long_range |  | Identifies the financial planning cycle that produced this budget record. 'annual' is the primary year-end budget cycle; 'mid_year_review' is the formal mid-year reforecast; quarterly forecasts (q1–q3) are rolling updates; 'long_range' covers multi-year IRP and capital program planning cycles. | GAAP ASC 270; FERC Form 1; IRP Filing Requirements
capital_management | budget | prior_year_actual_amount | Prior Year Actual Amount | DECIMAL(18,2) | confidential |  |  | The actual expenditure or revenue recorded in the prior fiscal year for the same cost center and GL account combination, in USD. Used as a baseline reference for budget development, trend analysis, and rate case historical test year comparisons filed with the PUC. | FERC Form 1; GAAP ASC 270; PUC Rate Case Historical Test Year
capital_management | budget | rate_case_test_year_flag | Rate Case Test Year Flag | BOOLEAN |  |  |  | Indicates whether this budget record is designated as part of the rate case test year cost-of-service study submitted to the PUC or FERC. True = this record is included in the test year filing; False = standard budget record not designated for rate case use. | PUC Rate Case Filing Requirements; FERC Form 1; NARUC Rate Case Guidelines
capital_management | budget | regulatory_jurisdiction | Regulatory Jurisdiction | STRING |  |  |  | The regulatory jurisdiction to which this budget record is allocated (e.g., FERC, State PUC name, Unregulated). Used for jurisdictional cost separation in rate case filings, FERC Form 1 reporting, and allocation of shared costs between regulated and unregulated business segments. | FERC Form 1; PUC Rate Case Filing; NARUC Uniform System of Accounts
capital_management | budget | source_record_reference | Source Record ID | STRING |  |  |  | The natural key or document number from the originating source system (e.g., SAP CO document number, Oracle budget line ID). Used for data lineage, reconciliation between the lakehouse Silver Layer and the ERP source system, and SOX audit trail. | SOX IT General Controls (ITGC); Data Governance Lineage Standards |  | TRUE | This is a polymorphic/generic reference to various source records (could be capex projects, opex transactions, etc.) from different tables. It is not a single FK to one table but rather a generic identifier pointing to the originating record. Best kept as a reference column.
capital_management | budget | source_system | Source System | STRING |  | sap_s4hana¦oracle_erp_cloud¦manual_upload¦hyperion¦anaplan |  | Identifies the operational system of record from which this budget record was sourced. Supports data lineage tracking in the Databricks Silver Layer lakehouse. Typical sources include SAP S/4HANA CO-PA, Oracle ERP Cloud Budgetary Control, Hyperion Planning, or Anaplan for financial planning. | Data Governance Framework; SOX IT General Controls (ITGC)
capital_management | budget | updated_timestamp | Record Updated Timestamp | TIMESTAMP |  |  |  | The timestamp when this budget record was last modified in the source system or Silver Layer lakehouse (yyyy-MM-ddTHH:mm:ss.SSSXXX). Used for incremental ETL processing, change data capture, and SOX audit trail of budget amendments. | SOX Section 302/404; GAAP Internal Control Framework (COSO)
capital_management | budget | variance_threshold_pct | Variance Threshold Percentage | DECIMAL(5,2) |  |  |  | The allowable percentage deviation between budgeted and actual amounts before a budget variance alert or escalation is triggered. Expressed as a percentage (e.g., 10.00 for 10%). Used in monthly budget-vs-actual variance reporting and SOX internal control monitoring. | SOX Section 302/404; GAAP Internal Control Framework (COSO)
capital_management | budget | version | Budget Version | STRING |  | original¦revised¦forecast¦long_range_plan¦supplemental |  | Identifies the planning iteration of this budget record. 'original' is the board-approved annual budget; 'revised' reflects mid-year amendments; 'forecast' is the rolling latest estimate; 'long_range_plan' covers multi-year capital programs (IRP/CAPEX plans); 'supplemental' covers emergency or regulatory-driven additions. | GAAP ASC 270; FERC Form 1; PUC Rate Case Cost-of-Service Study
capital_management | budget | wbs_element | Work Breakdown Structure (WBS) Element | STRING |  |  |  | The Work Breakdown Structure element code from SAP Project System (PS) or Oracle ERP Project module, used to track CAPEX budgets at the project or sub-project level. Supports AFUDC (Allowance for Funds Used During Construction) tracking and WIP (Work in Progress) capitalization per FERC accounting rules. | FERC Uniform System of Accounts Account 107 (Construction Work in Progress); GAAP ASC 835-3 (AFUDC)
capital_management | capex_expenditure | capex_project_id | Capital Project ID | BIGINT |  |  | finance.capex_project.capex_project_id | Reference to the authorized capital project or WBS (Work Breakdown Structure) element to which this expenditure is charged. Links the expenditure to the approved capital budget authorization. | SAP S/4HANA PS (Project System); FERC Uniform System of Accounts
capital_management | capex_expenditure | cost_center_id |  | BIGINT | internal |  | finance.cost_center.cost_center_id | FK to finance.cost_center
capital_management | capex_expenditure | financial_period_id | Financial Period Id (Foreign Key) | BIGINT |  |  | finance.financial_period.financial_period_id | Foreign key linking to finance.financial_period. Business justification: capex_expenditure has fiscal_year and fiscal_period attributes. financial_period is the master for fiscal periods. Normalizing this reference allows joining to get full period metadata. fiscal_year an | Internal - LLM Generated Cross-Domain Link
capital_management | capex_expenditure | gl_account_id |  | BIGINT | internal |  | finance.gl_account.gl_account_id | FK to finance.gl_account
capital_management | capex_expenditure | master_id | Asset ID | BIGINT |  |  | asset.master.master_id | Reference to the fixed asset or asset-under-construction to which this expenditure will be capitalized upon project completion. Null while the project is in Construction Work in Progress (CWIP) status. | Oracle WAM; IBM Maximo Asset Management; FERC Uniform System of Accounts
capital_management | capex_expenditure | material_master_id | Material Master Id (Foreign Key) | BIGINT |  |  | supply.material_master.material_master_id | Foreign key linking to supply.material_master. Business justification: Capital expenditures often involve specific materials (transformers, poles, cable, meters) that must be tracked for asset records, warranty management, and FERC plant accounting. Links capex spend to | Internal - LLM Generated Cross-Domain Link
capital_management | capex_expenditure | purchase_order_id |  | BIGINT | internal |  | supply.purchase_order.purchase_order_id | FK to supply.purchase_order
capital_management | capex_expenditure | vendor_id | Vendor ID | BIGINT |  |  | supply.vendor.vendor_id | Reference to the vendor or contractor who supplied materials or services for this capital expenditure. Sourced from the ERP vendor master (SAP S/4HANA or Oracle ERP Cloud). | SAP S/4HANA MM (Materials Management); Oracle ERP Cloud Procurement
capital_management | capex_expenditure | work_order_id | Work Order ID | BIGINT |  |  | asset.work_order.work_order_id | Reference to the work order (from Oracle WAM or IBM Maximo) under which the capital work was performed. Connects the financial expenditure to the physical asset maintenance or construction activity. | Oracle WAM; IBM Maximo Work Order Management
capital_management | capex_expenditure | afudc_amount | Allowance for Funds Used During Construction (AFUDC) Amount | DECIMAL(18,2) |  |  |  | The dollar amount of AFUDC accrued on this capital expenditure for the applicable period. Calculated as expenditure balance multiplied by the AFUDC rate. Capitalized to the asset cost basis and recovered through depreciation in rates. | FERC Uniform System of Accounts Account 107; GAAP ASC 835-20; FERC Form 1
capital_management | capex_expenditure | afudc_rate | Allowance for Funds Used During Construction (AFUDC) Rate | DECIMAL(8,6) |  |  |  | The AFUDC rate applied to this expenditure for the period, expressed as a decimal (e.g., 0.075 for 7.5%). AFUDC represents the cost of financing construction and is capitalized to the asset cost basis per FERC regulations and GAAP ASC 835-20. | FERC Uniform System of Accounts Account 107; GAAP ASC 835-20; FERC Form 1
capital_management | capex_expenditure | approval_reference | Capital Authorization Approval Reference | STRING |  |  |  | Reference number or identifier for the capital authorization document (e.g., Capital Appropriation Request, Board Resolution, or CPCN number) that approved this expenditure. Required for SOX compliance and audit trail. | SOX Section 404; FERC CPCN Requirements; Internal Capital Authorization Policy
capital_management | capex_expenditure | approved_by | Approved By | STRING |  |  |  | Name or employee identifier of the individual who approved this capital expenditure transaction. Required for SOX internal controls documentation and audit trail. | SOX Section 302 and 404; Internal Capital Authorization Policy
capital_management | capex_expenditure | asset_class | Asset Class | STRING |  | generation¦transmission¦distribution¦gas_distribution¦general_plant¦intangible |  | High-level classification of the utility asset type being constructed or acquired. Drives FERC plant account assignment and depreciation rate selection. Values align with FERC Uniform System of Accounts plant categories. | FERC Uniform System of Accounts (18 CFR Part 101); GAAP ASC 360
capital_management | capex_expenditure | budget_amount | Authorized Capital Budget Amount | DECIMAL(18,2) | confidential |  |  | The approved capital budget amount for the project or WBS element at the time of this expenditure. Used for budget-to-actual variance analysis and capital spend tracking against authorized CAPEX. | GAAP ASC 360; FERC Form 1; Internal Capital Authorization Policy
capital_management | capex_expenditure | capex_expenditure_id | Capital Expenditure (CAPEX) Expenditure ID | BIGINT |  |  |  | Unique surrogate identifier for each capital expenditure transaction record in the Silver layer lakehouse. Primary key for this entity. | SAP S/4HANA Internal Object Numbering; GAAP ASC 360 | TRUE
capital_management | capex_expenditure | capitalization_status | Capitalization Status | STRING |  | wip¦placed_in_service¦expensed¦reversed¦pending_review |  | Current capitalization lifecycle state of this expenditure. 'wip' indicates the cost is in Construction Work in Progress (CWIP); 'placed_in_service' indicates the asset has been capitalized to the fixed asset register; 'expensed' indicates the cost was reclassified as OPEX; 'reversed' indicates a correcting entry; 'pending_review' indicates awaiting capitalization determination. | GAAP ASC 360; FERC Uniform System of Accounts Account 107 (CWIP)
capital_management | capex_expenditure | created_timestamp | Record Created Timestamp | TIMESTAMP |  |  |  | Timestamp when this capital expenditure record was first created in the source system or ingested into the Silver layer. Used for audit trail, SOX compliance, and data lineage tracking. | SOX Section 404; GAAP ASC 250
capital_management | capex_expenditure | currency_code | Currency Code | STRING |  | '^[A-Z]{3}$ |  | ISO 4217 three-letter currency code for the expenditure amounts (e.g., USD). Utility Company operates primarily in USD; this field supports multi-currency ERP configurations and foreign contractor invoices. | ISO 4217; GAAP ASC 830 (Foreign Currency)
capital_management | capex_expenditure | expenditure_amount | Expenditure Amount | DECIMAL(18,2) | confidential |  |  | Gross amount of the capital expenditure in USD before any adjustments. Represents the base cost charged to the CAPEX project for this transaction line. Used for CWIP balance tracking and budget variance analysis. | GAAP ASC 360; FERC Uniform System of Accounts
capital_management | capex_expenditure | expenditure_date | Expenditure Date | DATE |  |  |  | The actual calendar date on which the capital expenditure was incurred or the cost was recognized. This is the principal business event date used for CWIP balance reporting and period-end close. | GAAP ASC 835-20 (AFUDC); FERC Uniform System of Accounts
capital_management | capex_expenditure | expenditure_description | Expenditure Description | STRING |  |  |  | Free-text description of the capital expenditure, including the nature of work performed, materials procured, or services rendered. Provides context for audit review, rate case cost justification, and asset capitalization documentation. | GAAP ASC 360; SOX Section 404; FERC Form 1
capital_management | capex_expenditure | expenditure_number | Expenditure Number | STRING |  |  |  | Externally-known business identifier for this capital expenditure transaction, typically sourced from the ERP system (e.g., SAP S/4HANA document number or Oracle ERP Cloud transaction number). Used for cross-system traceability and audit. | SAP S/4HANA FI-AA; Oracle ERP Cloud Project Costing
capital_management | capex_expenditure | expenditure_type | Expenditure Type | STRING |  | labor¦materials¦contractor¦overhead¦afudc_accrual¦other |  | Classification of the nature of the capital expenditure. Drives cost allocation and capitalization treatment. Values: labor (internal workforce), materials (equipment and supplies), contractor (third-party services), overhead (allocated indirect costs), afudc_accrual (Allowance for Funds Used During Construction accrual), other. | FERC Uniform System of Accounts; GAAP ASC 835-20 (AFUDC)
capital_management | capex_expenditure | ferc_plant_account | Federal Energy Regulatory Commission (FERC) Plant Account | STRING |  |  |  | FERC Uniform System of Accounts plant account number (e.g., Account 310-399 for Electric Plant in Service, Account 107 for CWIP) to which this expenditure is classified. Required for FERC Form 1 regulatory reporting and rate case cost-of-service studies. | FERC Uniform System of Accounts (18 CFR Part 101); FERC Form 1
capital_management | capex_expenditure | fiscal_period | Fiscal Period | INT |  |  |  | The fiscal accounting period (month number, 1-12) within the fiscal year in which this expenditure is posted. Used for monthly CAPEX tracking, period-end close reconciliation, and management reporting. | SAP S/4HANA FI; Oracle ERP Cloud General Ledger; GAAP ASC 250
capital_management | capex_expenditure | fiscal_year | Fiscal Year | INT |  |  |  | The fiscal year in which this capital expenditure is recorded. Used for annual CAPEX budget tracking, FERC Form 1 annual reporting, and year-over-year capital spend analysis. | FERC Form 1; GAAP ASC 250; SOX Section 404
capital_management | capex_expenditure | functional_location | Functional Location | STRING |  |  |  | The physical or logical functional location code (from Oracle WAM, IBM Maximo, or ESRI ArcGIS GIS system) identifying where the capital work is being performed. Examples: substation identifier, transmission line segment, distribution circuit, gas pipeline segment. | IBM Maximo Functional Location; ESRI ArcGIS Network Dataset; IEEE 1366
capital_management | capex_expenditure | invoice_number | Vendor Invoice Number | STRING |  |  |  | The vendor invoice number associated with this capital expenditure. Used for accounts payable matching, audit trail, and dispute resolution. Sourced from the ERP accounts payable module. | SAP S/4HANA FI-AP; Oracle ERP Cloud Payables; SOX Section 404
capital_management | capex_expenditure | is_afudc_eligible | Allowance for Funds Used During Construction (AFUDC) Eligible Flag | BOOLEAN |  |  |  | Indicates whether this expenditure qualifies for AFUDC accrual under FERC regulations and GAAP ASC 835-20. True if the expenditure is part of a qualifying construction project with a construction period exceeding the AFUDC threshold. | FERC Uniform System of Accounts Account 107; GAAP ASC 835-20
capital_management | capex_expenditure | is_capitalized | Capitalized Flag | BOOLEAN |  |  |  | Indicates whether this expenditure has been formally capitalized to the fixed asset register (True) or remains in CWIP or has been expensed (False). Used to filter capitalized vs. in-progress costs for balance sheet reporting. | GAAP ASC 360; FERC Uniform System of Accounts
capital_management | capex_expenditure | net_amount | Net Expenditure Amount | DECIMAL(18,2) | confidential |  |  | Net capital expenditure amount after adjustments, credits, or reversals (expenditure_amount + tax_amount minus any credits). Represents the final capitalized cost contribution of this transaction to the project. | GAAP ASC 360; FERC Uniform System of Accounts
capital_management | capex_expenditure | placed_in_service_date | Placed-in-Service Date | DATE |  |  |  | The date on which the constructed or acquired asset was placed in service and transferred from CWIP (Construction Work in Progress) to the fixed asset register. Triggers the start of depreciation and AFUDC cessation. Null while the project remains in WIP status. | GAAP ASC 360; FERC Uniform System of Accounts; IRS Publication 946
capital_management | capex_expenditure | posting_date | Posting Date | DATE |  |  |  | The date on which the expenditure was posted to the General Ledger (GL) in the ERP system. May differ from expenditure_date due to period-end accruals or late postings. Used for financial period reconciliation. | GAAP ASC 250; SAP S/4HANA FI General Ledger
capital_management | capex_expenditure | quantity | Expenditure Quantity | DECIMAL(18,4) |  |  |  | Quantity of units (hours, units of material, etc.) associated with this capital expenditure. For labor expenditures, represents hours worked. For materials, represents units procured. Used for unit cost analysis and project cost benchmarking. | SAP S/4HANA PS; Oracle ERP Cloud Project Costing
capital_management | capex_expenditure | regulatory_jurisdiction | Regulatory Jurisdiction | STRING |  | ferc¦state_puc¦both¦non_regulated |  | Indicates the regulatory jurisdiction governing this capital expenditure for rate recovery purposes. 'ferc' for FERC-jurisdictional transmission assets, 'state_puc' for state-regulated distribution assets, 'both' for dual-jurisdiction assets, 'non_regulated' for unregulated capital. | FERC (18 CFR Part 101); State PUC Regulations; NARUC
capital_management | capex_expenditure | service_territory | Service Territory | STRING |  |  |  | The utility service territory or operating division where the capital expenditure is incurred. Used for jurisdictional cost allocation in rate cases filed with state Public Utility Commissions (PUCs) and FERC. | FERC Form 1; State PUC Rate Case Filing Requirements; NARUC Uniform System of Accounts
capital_management | capex_expenditure | source_system | Source System | STRING |  | sap_s4hana¦oracle_erp_cloud¦oracle_wam¦ibm_maximo¦manual |  | Identifies the operational system of record from which this capital expenditure record was sourced. Used for data lineage, ETL reconciliation, and audit trail in the Databricks Silver layer lakehouse. | SAP S/4HANA; Oracle ERP Cloud; Oracle WAM; IBM Maximo
capital_management | capex_expenditure | source_transaction_reference | Source System Transaction ID | STRING |  |  |  | The native transaction identifier from the source operational system (e.g., SAP S/4HANA accounting document number, Oracle ERP Cloud expenditure item ID). Enables traceability from the Silver layer back to the system of record for reconciliation and audit. | SAP S/4HANA FI; Oracle ERP Cloud Project Costing; SOX Section 404 |  | TRUE | This is a generic reference to the originating transaction from various source systems (AP, procurement, etc.). It is a polymorphic identifier that could point to vendor invoices, purchase orders, or other transaction types. Not a single FK relationship.
capital_management | capex_expenditure | tax_amount | Tax Amount | DECIMAL(18,2) |  |  |  | Sales or use tax amount associated with this capital expenditure, if applicable. Capitalized taxes are included in the cost basis of the asset per GAAP. Reported separately for tax compliance and rate case cost-of-service studies. | GAAP ASC 360; IRS Publication 946
capital_management | capex_expenditure | unit_of_measure | Unit of Measure | STRING |  |  |  | Unit of measure for the expenditure quantity (e.g., hours for labor, each for equipment units, feet/miles for cable or pipeline, kVA or MW for electrical equipment). Used for unit cost benchmarking and project cost analysis. [ENUM-REF-CANDIDATE: hours¦each¦feet¦miles¦kva¦mw¦lbs¦tons¦other — 9 candidates stripped; promote to reference product] | SAP S/4HANA MM; IEEE Standard Units; AGA Measurement Standards
capital_management | capex_expenditure | updated_timestamp | Record Last Updated Timestamp | TIMESTAMP |  |  |  | Timestamp when this capital expenditure record was last modified in the source system or updated in the Silver layer. Used for change tracking, incremental ETL processing, and SOX audit trail. | SOX Section 404; GAAP ASC 250; Databricks Delta Lake Change Data Feed
capital_management | capex_expenditure | wbs_element | Work Breakdown Structure (WBS) Element | STRING |  |  |  | The specific WBS element code within the capital project hierarchy to which this expenditure is charged. Provides granular cost tracking within a multi-phase or multi-component capital project. | SAP S/4HANA PS (Project System); PMI PMBOK
capital_management | capex_project | cost_center_id | Cost Center Id (Foreign Key) | BIGINT |  |  | finance.cost_center.cost_center_id | Foreign key linking to finance.cost_center. Business justification: capex_project has cost_center attribute (STRING). cost_center is the master for cost centers. Normalizing this reference allows joining to get full cost center details (name, responsible_manager, func | Internal - LLM Generated Cross-Domain Link
capital_management | capex_project | location_id | Asset Location Id (Foreign Key) | BIGINT |  |  | asset.location.location_id | Foreign key linking to asset.asset_location. Business justification: Capital projects must be assigned to service territory locations for geographic cost allocation, regulatory jurisdiction determination, and project portfolio management. Replaces denormalized function | Internal - LLM Generated Cross-Domain Link
capital_management | capex_project | rate_case_id | Rate Case ID | BIGINT |  |  | regulatory.rate_case.rate_case_id | Reference to the regulatory rate case in which this capital project's costs are included for rate base recovery. Links capital investment to the regulatory docket for cost-of-service studies and plant additions testimony. | State PUC Rate Case Filing Requirements; FERC Rate Case Procedures
capital_management | capex_project | actual_cost_to_date | Actual Capital Cost to Date | DECIMAL(18,2) | confidential |  |  | Cumulative actual capital expenditures incurred on the project to date, expressed in US dollars. Sourced from the ERP cost collection against the WBS element. Used for CWIP balance reporting, budget variance analysis, and capital program tracking. | GAAP ASC 360 Property Plant and Equipment; FERC Uniform System of Accounts
capital_management | capex_project | actual_in_service_date | Actual In-Service Date | DATE |  |  |  | Actual date on which the capital project assets were placed in service and transferred from CWIP to plant in service accounts. Triggers AFUDC cessation, depreciation commencement, and inclusion in rate base. Null until the project reaches in-service status. | FERC Uniform System of Accounts (18 CFR Part 101); GAAP ASC 360
capital_management | capex_project | afudc_accrued_amount | Allowance for Funds Used During Construction (AFUDC) Accrued Amount | DECIMAL(18,2) | confidential |  |  | Cumulative AFUDC amount capitalized to the project to date, expressed in US dollars. Represents the financing cost of construction capitalized per FERC accounting rules. Included in the total project cost and rate base upon in-service. Null if afudc_eligible is False. | FERC Uniform System of Accounts (18 CFR Part 101); GAAP ASC 980-835
capital_management | capex_project | afudc_eligible | Allowance for Funds Used During Construction (AFUDC) Eligible Flag | BOOLEAN |  |  |  | Flag indicating whether this capital project is eligible for Allowance for Funds Used During Construction (AFUDC) accrual (True) or not (False). AFUDC represents the cost of financing construction and is capitalized to the project per FERC accounting rules. Eligibility is determined by project type, duration, and regulatory authorization. | FERC Uniform System of Accounts (18 CFR Part 101); GAAP ASC 980-835
capital_management | capex_project | afudc_rate | Allowance for Funds Used During Construction (AFUDC) Accrual Rate | DECIMAL(8,6) |  |  |  | AFUDC accrual rate applied to the project's CWIP balance to calculate the monthly AFUDC capitalization, expressed as a decimal (e.g., 0.075000 for 7.5%). Rate is set by the utility's regulatory accounting policy and approved by FERC or state PUC. Null if afudc_eligible is False. | FERC Uniform System of Accounts (18 CFR Part 101); GAAP ASC 980-835
capital_management | capex_project | asset_class | Asset Class | STRING |  |  |  | Asset class designation that categorizes the type of utility plant asset being constructed or acquired (e.g., Overhead Lines, Underground Cable, Transformers, Meters, Gas Mains, Buildings, IT Equipment). Aligns with Oracle WAM or IBM Maximo asset class hierarchy and FERC plant account groupings. [ENUM-REF-CANDIDATE: overhead_lines¦underground_cable¦transformers¦meters¦gas_mains¦buildings¦it_equipment¦generation_equipment¦substation_equipment¦vehicles — promote to reference product] | FERC Uniform System of Accounts; Oracle WAM / IBM Maximo Asset Class
capital_management | capex_project | authorization_date | Capital Authorization Date | DATE |  |  |  | Date on which the capital budget for this project was formally authorized through the utility's capital appropriations approval process. Marks the transition from planned to approved status and enables commitment of funds. | SAP S/4HANA Project System (PS) Module; Utility Capital Appropriations Policy
capital_management | capex_project | authorized_budget_amount | Authorized Capital Budget Amount | DECIMAL(18,2) | confidential |  |  | Total capital budget amount authorized by the utility's capital appropriations process for this project, expressed in US dollars. Represents the approved spending ceiling for the project. Used for capital program tracking, variance analysis, and rate case cost-of-service studies. | GAAP ASC 360 Property Plant and Equipment; SAP S/4HANA Project System (PS) Module
capital_management | capex_project | capex_opex_split_pct | Capital Expenditure (CAPEX) vs Operating Expenditure (OPEX) Split Percentage | DECIMAL(5,2) |  |  |  | Percentage of total project costs classified as capital expenditure (CAPEX) versus operating expenditure (OPEX), expressed as the CAPEX percentage (0.00 to 100.00). Supports GAAP capitalization policy compliance and regulatory cost classification for rate case filings. | GAAP ASC 360 Property Plant and Equipment; FERC Uniform System of Accounts
capital_management | capex_project | capex_project_id | Capital Expenditure (CAPEX) Project ID | BIGINT |  |  |  | Unique surrogate identifier for the capital expenditure project record in the Databricks Silver Layer. Primary key for the capex_project data product. | SAP S/4HANA Project System (PS) Module | TRUE
capital_management | capex_project | ciac_amount | Contribution in Aid of Construction (CIAC) Amount | DECIMAL(18,2) | confidential |  |  | Dollar amount of Contribution in Aid of Construction (CIAC) received or expected for this project, expressed in US dollars. Reduces the utility's net capital investment and rate base. Null if ciac_indicator is False. | FERC Uniform System of Accounts (18 CFR Part 101); GAAP ASC 980; IRS Revenue Ruling 2007-31
capital_management | capex_project | ciac_indicator | Contribution in Aid of Construction (CIAC) Indicator | BOOLEAN |  |  |  | Flag indicating whether this capital project involves a Contribution in Aid of Construction (CIAC) from a customer or developer (True) or not (False). CIAC represents funds or assets contributed by third parties to fund utility infrastructure extensions. Affects rate base treatment and tax accounting under GAAP and FERC rules. | FERC Uniform System of Accounts (18 CFR Part 101); GAAP ASC 980; IRS Revenue Ruling 2007-31
capital_management | capex_project | close_date | Capital Project Close Date | DATE |  |  |  | Date on which the capital project was formally closed in the ERP system, finalizing all cost postings and completing the CWIP-to-plant transfer. Null until the project reaches closed status. | SAP S/4HANA Project System (PS) Module; FERC Uniform System of Accounts
capital_management | capex_project | cost_center | Cost Center Code | STRING |  |  |  | SAP or ERP cost center code associated with the sponsoring department for this capital project. Used for cost allocation, departmental CAPEX reporting, and rate case cost-of-service studies. | SAP S/4HANA Controlling (CO) Module; FERC Uniform System of Accounts
capital_management | capex_project | created_timestamp | Record Created Timestamp | TIMESTAMP |  |  |  | Timestamp when the capital project record was first created in the source ERP system (SAP PS or Oracle Projects), in ISO 8601 format with timezone offset. Supports audit trail, SOX compliance, and data lineage tracking. | SOX Section 404; SAP S/4HANA Project System (PS) Module
capital_management | capex_project | cwip_account | Construction Work in Progress (CWIP) Account | STRING |  |  |  | FERC Account 107 (Electric) or Account 105 (Gas) Construction Work in Progress sub-account code used to accumulate project costs prior to in-service date. Supports CWIP balance reporting for rate case filings and regulatory plant additions schedules. | FERC Uniform System of Accounts (18 CFR Part 101); FERC Form 1
capital_management | capex_project | depreciation_rate | Depreciation Rate | DECIMAL(8,6) |  |  |  | Annual straight-line depreciation rate applied to the capital project assets upon in-service, expressed as a decimal (e.g., 0.033333 for 3.33% / 30-year life). Determined by the utility's FERC-approved or PUC-approved depreciation study by asset class. Null until the project is placed in service. | FERC Uniform System of Accounts (18 CFR Part 101); GAAP ASC 360; State PUC Depreciation Study Approvals
capital_management | capex_project | estimated_cost_at_completion | Estimated Cost at Completion | DECIMAL(18,2) | confidential |  |  | Current forecast of total project cost at completion, expressed in US dollars. Reflects the project manager's latest estimate incorporating actual costs to date plus remaining work. Supports capital program forecasting and rate case cost-of-service studies. | GAAP ASC 360 Property Plant and Equipment; SAP S/4HANA Project System (PS) Module
capital_management | capex_project | ferc_plant_account | Federal Energy Regulatory Commission (FERC) Plant Account | STRING |  |  |  | FERC Uniform System of Accounts plant account number to which the completed capital project will be classified upon in-service (e.g., Account 101 Electric Plant in Service, Account 107 Construction Work in Progress, Account 303 Miscellaneous Intangible Plant, Account 350 Land and Land Rights - Transmission). Critical for regulatory accounting, rate base calculations, and FERC Form 1 reporting. | FERC Uniform System of Accounts (18 CFR Part 101); FERC Form 1
capital_management | capex_project | fiscal_year | Fiscal Year | INT |  |  |  | Fiscal year in which the capital project is primarily budgeted and tracked (e.g., 2024). Used for annual capital program reporting, budget cycle alignment, and year-over-year CAPEX trend analysis. | SAP S/4HANA Project System (PS) Module; GAAP Financial Reporting
capital_management | capex_project | is_blanket_project | Blanket Project Indicator | BOOLEAN |  |  |  | Flag indicating whether this is a blanket capital project (True) or a specific discrete capital project (False). Blanket projects represent recurring capital programs (e.g., annual pole replacement, annual meter deployment) that aggregate multiple small work orders under a single project authorization. Specific projects represent discrete capital investments with defined scope and budget. | SAP S/4HANA Project System (PS) Module; Utility Capital Program Management
capital_management | capex_project | justification_category | Capital Project Justification Category | STRING |  |  |  | Primary business justification category for the capital investment. Used for capital program portfolio analysis and regulatory prudency demonstrations. Values: reliability (grid or system reliability improvement), safety (worker or public safety), regulatory_compliance (mandated by FERC, PUC, EPA, NERC, PHMSA, or OSHA), growth (customer growth or load growth), replacement (end-of-life asset replacement), efficiency (operational efficiency improvement), environmental (environmental remediation or GHG reduction). [ENUM-REF-CANDIDATE: reliability¦safety¦regulatory_compliance¦growth¦replacement¦efficiency¦environmental — 7 candidates stripped; promote to reference product] | NERC Reliability Standards; PHMSA Pipeline Safety Regulations; State PUC Capital Prudency Standards
capital_management | capex_project | last_updated_timestamp | Record Last Updated Timestamp | TIMESTAMP |  |  |  | Timestamp when the capital project record was most recently modified in the source ERP system, in ISO 8601 format with timezone offset. Supports change tracking, SOX audit trail, and incremental data pipeline processing. | SOX Section 404; SAP S/4HANA Project System (PS) Module
capital_management | capex_project | nerc_reliability_standard | North American Electric Reliability Corporation (NERC) Reliability Standard | STRING |  |  |  | NERC reliability standard (e.g., FAC-001, TPL-001, PRC-005) that mandates or drives this capital project, if applicable. Null if the project is not driven by a NERC compliance requirement. Supports regulatory compliance reporting and capital prudency documentation. | NERC Reliability Standards; FERC Order 693
capital_management | capex_project | plant_addition_amount | Plant Addition Amount | DECIMAL(18,2) | confidential |  |  | Final gross plant addition amount recorded to the FERC plant in service account upon project close-out and in-service transfer, expressed in US dollars. Represents the capitalized cost of the asset placed in service, net of any CIAC. Used for FERC Form 1 plant additions schedule and rate base calculations. | FERC Uniform System of Accounts (18 CFR Part 101); FERC Form 1 Schedule of Plant Additions
capital_management | capex_project | priority_rank | Capital Project Priority Rank | INT |  |  |  | Numeric priority ranking of the capital project within the utility's annual capital program, used for capital budget allocation and deferral decisions. Lower numbers indicate higher priority. Assigned during the annual capital planning cycle. | Utility Capital Program Management; IRP (Integrated Resource Plan)
capital_management | capex_project | program_name | Capital Program Name | STRING |  |  |  | Name of the capital program or portfolio under which this project is grouped (e.g., 'Grid Modernization Program', 'Gas Main Replacement Program', 'AMI Deployment Program'). Supports capital program-level reporting and strategic investment tracking. | Utility Capital Program Management; IRP (Integrated Resource Plan)
capital_management | capex_project | project_description | Capital Project Description | STRING |  |  |  | Detailed narrative description of the capital project scope, including the work to be performed, assets to be installed or replaced, and business justification. Supports rate case cost-of-service studies and regulatory reporting to PUCs and FERC. | FERC Uniform System of Accounts; SAP S/4HANA Project System (PS) Module
capital_management | capex_project | project_manager | Capital Project Manager | STRING |  |  |  | Name or employee identifier of the project manager responsible for delivering the capital project on time and within budget. Used for accountability tracking, capital program reporting, and escalation routing. | SAP S/4HANA Project System (PS) Module; Oracle WAM / IBM Maximo
capital_management | capex_project | project_name | Capital Project Name | STRING |  |  |  | Short human-readable name or title of the capital expenditure project (e.g., 'Substation 12 Transformer Replacement', 'Annual Pole Replacement Program FY2024'). Used in dashboards, capital program reports, and regulatory plant additions filings. | SAP S/4HANA Project System (PS) Module
capital_management | capex_project | project_number | Capital Project Number | STRING |  |  |  | Externally-known alphanumeric project identifier assigned by the Enterprise Resource Planning (ERP) system (e.g., SAP PS WBS element or Oracle Project number). Used for cross-system reference, regulatory filings, and rate case cost-of-service studies. | SAP S/4HANA Project System (PS) Module; FERC Uniform System of Accounts
capital_management | capex_project | project_start_date | Capital Project Start Date | DATE |  |  |  | Date on which capital project activities (design, procurement, or construction) formally commenced. Used for project duration tracking, AFUDC accrual period calculation, and capital program scheduling. | SAP S/4HANA Project System (PS) Module
capital_management | capex_project | project_status | Capital Project Status | STRING |  | planned¦approved¦in_progress¦complete¦closed¦cancelled |  | Current lifecycle status of the capital expenditure project. Drives capital program prioritization, CWIP balance reporting, and regulatory plant additions reporting. Values: planned (identified but not yet authorized), approved (capital budget authorized), in_progress (construction or implementation underway), complete (work finished, pending close-out), closed (fully closed and placed in service or written off), cancelled (project terminated prior to completion). | SAP S/4HANA Project System (PS) Module; FERC Uniform System of Accounts
capital_management | capex_project | project_type | Capital Project Type | STRING |  | transmission¦distribution¦generation¦gas¦it¦environmental_compliance |  | Functional classification of the capital project by utility business segment. Used for capital program segmentation, regulatory reporting, and rate base allocation. Values: transmission (high-voltage bulk electric infrastructure), distribution (last-mile electric delivery), generation (power plant assets), gas (natural gas pipeline and distribution), it (information technology infrastructure), environmental_compliance (environmental or regulatory compliance investments). | FERC Uniform System of Accounts; State PUC Capital Reporting Requirements
capital_management | capex_project | regulatory_jurisdiction | Regulatory Jurisdiction | STRING |  | ferc¦state_puc¦both¦exempt |  | Regulatory jurisdiction governing the capital project for rate base and cost recovery purposes. Values: ferc (subject to FERC jurisdiction, e.g., transmission assets), state_puc (subject to state Public Utility Commission jurisdiction, e.g., distribution assets), both (dual jurisdiction), exempt (not subject to rate regulation). | FERC (18 CFR); State PUC Tariff and Rate Case Rules
capital_management | capex_project | revised_budget_amount | Revised Capital Budget Amount | DECIMAL(18,2) | confidential |  |  | Most recent revised authorized budget amount reflecting approved budget amendments or change orders since original authorization. Null if no revisions have been approved. Supports capital program variance reporting and rate case prudency reviews. | GAAP ASC 360 Property Plant and Equipment; SAP S/4HANA Project System (PS) Module
capital_management | capex_project | service_territory | Service Territory | STRING |  |  |  | Geographic service territory or operating division within which the capital project is located (e.g., Northern Region, Southern Region, Metro District). Used for geographic capital program analysis and regulatory jurisdiction reporting. | State PUC Service Territory Definitions; ESRI ArcGIS GIS
capital_management | capex_project | sox_control_relevant | Sarbanes-Oxley (SOX) Control Relevant Flag | BOOLEAN |  |  |  | Flag indicating whether this capital project is subject to Sarbanes-Oxley (SOX) internal controls over financial reporting (True) or not (False). SOX-relevant projects require documented approval workflows, segregation of duties, and audit trail maintenance per SOX Section 302 and 404 requirements. | Sarbanes-Oxley Act (SOX) Sections 302 and 404; GAAP Internal Controls
capital_management | capex_project | sponsoring_department | Sponsoring Department | STRING |  |  |  | Name or code of the utility business department or organizational unit sponsoring and accountable for the capital project (e.g., Transmission Engineering, Distribution Operations, Gas Operations, IT). Used for capital program allocation and departmental CAPEX reporting. | SAP S/4HANA Organizational Management
capital_management | capex_project | target_in_service_date | Target In-Service Date | DATE |  |  |  | Planned date on which the capital project assets are expected to be placed in service and transferred from Construction Work in Progress (CWIP) to plant in service accounts. Drives capital program scheduling, AFUDC cessation planning, and regulatory plant additions forecasting. | FERC Uniform System of Accounts (18 CFR Part 101); SAP S/4HANA Project System (PS) Module
capital_management | capex_project | wbs_element | Work Breakdown Structure (WBS) Element | STRING |  |  |  | Work Breakdown Structure element code that hierarchically organizes the capital project within the utility's capital program. Aligns with SAP PS WBS element or Oracle Projects task structure for cost collection and CWIP balance reporting. | SAP S/4HANA Project System (PS) Module; FERC Uniform System of Accounts
capital_management | depreciation_run | cost_center_id | Cost Center Id (Foreign Key) | BIGINT |  |  | finance.cost_center.cost_center_id | Foreign key linking to finance.cost_center. Business justification: depreciation_run has cost_center_code attribute. cost_center is the master for cost centers. Normalizing this reference allows joining to get full cost center details (name, responsible_manager, funct | Internal - LLM Generated Cross-Domain Link
capital_management | depreciation_run | depreciation_study_id | Depreciation Study ID | BIGINT |  |  | finance.depreciation_study.depreciation_study_id | Reference identifier for the PUC-approved depreciation study whose rates were applied in this run. Links the run to the authoritative rate study (interim or final) that established the depreciation rates, supporting depreciation study true-up analysis and rate case cost-of-service documentation. | PUC Depreciation Study Requirements; FERC Uniform System of Accounts; NARUC
capital_management | depreciation_run | financial_period_id | Financial Period Id (Foreign Key) | BIGINT |  |  | finance.financial_period.financial_period_id | Foreign key linking to finance.financial_period. Business justification: depreciation_run has fiscal_year and fiscal_period attributes. financial_period is the master for fiscal periods. Normalizing this reference allows joining to get full period metadata (period dates, s | Internal - LLM Generated Cross-Domain Link
capital_management | depreciation_run | gl_account_id | Gl Account Id (Foreign Key) | BIGINT |  |  | finance.gl_account.gl_account_id | Foreign key linking to finance.gl_account. Business justification: depreciation_run has gl_account_code attribute. gl_account is the master for GL accounts. Normalizing this reference allows joining to get full account details (account_name, ferc_account_description, | Internal - LLM Generated Cross-Domain Link
capital_management | depreciation_run | accumulated_depreciation_amount | Accumulated Depreciation Amount | DECIMAL(18,2) | confidential |  |  | Total accumulated depreciation balance (in USD) for the assets processed in this run as of the end of the fiscal period, across the specified depreciation area. Represents the cumulative depreciation charged against the gross plant-in-service balance. Used in FERC Form 1 Schedule 336 and rate base calculations for rate cases. | FERC Form 1 Schedule 336; GAAP ASC 360; FERC Uniform System of Accounts Account 108
capital_management | depreciation_run | approval_timestamp | Approval Timestamp | TIMESTAMP |  |  |  | Timestamp when the depreciation run was approved for posting by the authorized finance approver. Part of the SOX audit trail for the depreciation posting lifecycle. | SOX Section 404; GAAP Internal Controls over Financial Reporting (ICFR)
capital_management | depreciation_run | approved_by | Approved By | STRING | confidential |  |  | User ID or name of the finance manager or controller who approved the depreciation run for posting. Supports SOX segregation of duties controls requiring that the person who initiates a depreciation run is different from the person who approves it. | SOX Section 404; GAAP Internal Controls over Financial Reporting (ICFR)
capital_management | depreciation_run | asset_class_code | Asset Class Code | STRING |  |  |  | FERC or ERP asset class code identifying the category of fixed assets included in this depreciation run (e.g., '301' = Organization, '303' = Miscellaneous Intangible Plant, '350' = Land and Land Rights, '353' = Station Equipment, '362' = Meters, '391' = Office Furniture). Aligns with FERC Uniform System of Accounts plant account codes. If the run covers all asset classes, this field is null. | FERC Uniform System of Accounts Part 101 — Electric Plant Accounts 301–399; Gas Plant Accounts 101–399
capital_management | depreciation_run | assets_errored_count | Assets Errored Count | INT |  |  |  | Number of fixed asset records that encountered errors and were excluded from depreciation calculation during this run. A non-zero value requires investigation and potential rerun. Supports SOX completeness controls over the depreciation process. | SAP S/4HANA FI-AA; SOX Section 404
capital_management | depreciation_run | assets_processed_count | Assets Processed Count | INT |  |  |  | Total number of fixed asset records processed during this depreciation run. Used for run completeness validation, reconciliation against the fixed asset register count, and identifying partial runs or processing errors. | SAP S/4HANA FI-AA AFAB; SOX Section 404 (completeness assertion)
capital_management | depreciation_run | company_code | Company Code | STRING |  |  |  | SAP company code or ERP legal entity identifier representing the regulated utility entity (e.g., electric operating company, gas distribution company) for which the depreciation run was executed. Supports multi-entity utility holding company structures and separate FERC/PUC regulatory reporting by legal entity. | SAP S/4HANA FI; FERC Uniform System of Accounts; GAAP ASC 810
capital_management | depreciation_run | created_timestamp | Record Created Timestamp | TIMESTAMP |  |  |  | Timestamp when this depreciation run record was first captured in the data platform. Used for audit trail and SOX compliance over the depreciation posting process. | SOX Section 404; SAP S/4HANA FI-AA
capital_management | depreciation_run | currency_code | Currency Code | STRING |  | [A-Z]{3} |  | ISO 4217 three-letter currency code for the depreciation amounts in this run (e.g., 'USD'). Supports multi-currency reporting for utility holding companies with international operations. | ISO 4217; GAAP ASC 830 (Foreign Currency Matters)
capital_management | depreciation_run | depreciation_area_code | Depreciation Area Code | STRING |  | 01¦10¦15¦20¦30¦40 |  | Code identifying the depreciation valuation area for which this run was executed. Common utility depreciation areas: '01' = Book/GAAP, '10' = Federal Tax (MACRS), '15' = State Tax, '20' = Regulatory/FERC, '30' = Alternative Minimum Tax (AMT), '40' = Group/Composite. Each area maintains independent depreciation values per SAP FI-AA configuration. [ENUM-REF-CANDIDATE: 01¦10¦15¦20¦30¦40 — promote to reference product] | SAP S/4HANA FI-AA Depreciation Areas; FERC Uniform System of Accounts; IRS MACRS Publication 946
capital_management | depreciation_run | depreciation_area_name | Depreciation Area Name | STRING |  |  |  | Human-readable name of the depreciation area (e.g., 'Book/GAAP', 'Federal Tax MACRS', 'State Tax', 'Regulatory/FERC', 'Alternative Minimum Tax', 'Group/Composite'). Supports reporting and audit trail readability without requiring a join to a reference table. | SAP S/4HANA FI-AA; FERC Uniform System of Accounts
capital_management | depreciation_run | depreciation_method_code | Depreciation Method Code | STRING |  | SL¦GRP¦SYD¦DB¦UOP |  | Code identifying the depreciation calculation method applied during this run. 'SL' = Straight-Line (primary GAAP method for utilities); 'GRP' = Group/Composite (common for utility plant accounts per FERC); 'SYD' = Sum-of-Years-Digits; 'DB' = Declining Balance; 'UOP' = Units-of-Production. Determines the mathematical basis for depreciation expense calculation. | GAAP ASC 360-10; FERC Uniform System of Accounts Part 101; IRS Publication 946
capital_management | depreciation_run | depreciation_method_name | Depreciation Method Name | STRING |  |  |  | Full descriptive name of the depreciation method applied (e.g., 'Straight-Line', 'Group/Composite', 'Sum-of-Years-Digits', 'Declining Balance', 'Units-of-Production'). Supports FERC Form 1 Schedule 336 reporting and rate case cost-of-service documentation. | GAAP ASC 360-10; FERC Form 1 Schedule 336
capital_management | depreciation_run | depreciation_rate | Depreciation Rate | DECIMAL(10,6) |  |  |  | The composite or average depreciation rate (expressed as a decimal, e.g., 0.033333 for 3.3333%) applied during this run. For group/composite depreciation, this is the PUC-approved composite rate from the most recent depreciation study. For straight-line, this is the reciprocal of the average service life. Key parameter for depreciation study true-up analysis. | FERC Uniform System of Accounts; PUC Depreciation Study; GAAP ASC 360
capital_management | depreciation_run | depreciation_rate_type | Depreciation Rate Type | STRING |  | interim¦final¦proposed¦approved |  | Indicates whether the depreciation rates applied in this run are interim rates (provisionally approved by the PUC pending final order), final rates (approved in a final PUC order), proposed rates (filed but not yet approved), or approved rates (in effect under current tariff). Critical for regulatory accounting and rate case true-up calculations. | PUC Depreciation Study Requirements; FERC Uniform System of Accounts; NARUC
capital_management | depreciation_run | depreciation_run_id | Depreciation Run ID | BIGINT |  |  |  | Unique surrogate identifier for each depreciation calculation run executed against the fixed asset subledger. Primary key for this record. | SAP S/4HANA Asset Accounting (FI-AA) — Depreciation Run (AFAB) | TRUE
capital_management | depreciation_run | error_message | Error Message | STRING |  |  |  | System-generated error message text when run_status = 'error'. Captures the ERP error description to support troubleshooting and resolution of failed depreciation runs. Null when the run completed successfully. | SAP S/4HANA FI-AA AFAB
capital_management | depreciation_run | ferc_plant_account | Federal Energy Regulatory Commission (FERC) Plant Account | STRING |  |  |  | FERC Uniform System of Accounts plant account number to which the depreciation expense from this run is attributed (e.g., '403' = Depreciation Expense — Electric, '404' = Amortization of Limited-Term Electric Plant). Required for FERC Form 1 Schedule 336 depreciation and amortization reporting. | FERC Uniform System of Accounts Part 101; FERC Form 1 Schedule 336
capital_management | depreciation_run | fiscal_period | Fiscal Period | INT |  |  |  | The accounting period (1–12 for monthly, or 1–4 for quarterly) within the fiscal year to which this depreciation run applies. Determines the general ledger period into which depreciation expense is posted. | FERC Uniform System of Accounts; GAAP ASC 360; SAP S/4HANA FI-AA
capital_management | depreciation_run | fiscal_year | Fiscal Year | INT |  |  |  | The fiscal year (four-digit integer, e.g., 2024) to which this depreciation run applies. Aligns with the utility's GAAP and FERC regulatory accounting fiscal year for financial statement preparation and FERC Form 1 reporting. | FERC Uniform System of Accounts; GAAP ASC 360; FERC Form 1 Schedule 336
capital_management | depreciation_run | gross_plant_amount | Gross Plant Amount | DECIMAL(18,2) | confidential |  |  | Total gross plant-in-service value (in USD) of the assets processed in this depreciation run as of the run date. Represents the depreciable asset base. Used to validate the depreciation rate applied (total_depreciation_amount / gross_plant_amount) and supports rate base calculations in rate case cost-of-service studies. | FERC Uniform System of Accounts; FERC Form 1; GAAP ASC 360; PUC Rate Case Cost-of-Service
capital_management | depreciation_run | is_repeat_run | Is Repeat Run Flag | BOOLEAN |  |  |  | Indicates whether this run is a repeat execution for a period that was previously processed (True) or a first-time run for the period (False). Repeat runs occur after reversals or corrections. Relevant for SOX controls over duplicate depreciation postings. | SAP S/4HANA FI-AA AFAB; SOX Section 404
capital_management | depreciation_run | is_simulation | Is Simulation Flag | BOOLEAN |  |  |  | Indicates whether this depreciation run was executed in simulation (test) mode without posting to the general ledger (True) or as a live posting run (False). Simulation runs are used to preview depreciation amounts before period-end close. | SAP S/4HANA FI-AA AFAB; SOX Section 404
capital_management | depreciation_run | notes | Run Notes | STRING |  |  |  | Free-text notes entered by the run initiator or approver describing the purpose, scope, or any exceptions associated with this depreciation run (e.g., 'Year-end true-up run applying final PUC-approved rates from Docket 2024-001', 'Repeat run after reversal of period 6 posting error'). | SOX Section 404; GAAP ASC 360
capital_management | depreciation_run | planned_depreciation_amount | Planned Depreciation Amount | DECIMAL(18,2) | confidential |  |  | The budgeted or planned depreciation amount for this fiscal period and depreciation area, as established in the depreciation study or annual budget. Compared against total_depreciation_amount to identify variances for depreciation study true-up analysis and rate case cost-of-service reconciliation. | FERC Uniform System of Accounts; GAAP ASC 360; PUC Depreciation Study Requirements
capital_management | depreciation_run | posting_date | Posting Date | DATE |  |  |  | The date on which the depreciation amounts were posted to the general ledger. May differ from run_date if the run was simulated first and posted later. Critical for period-end close cutoff and GAAP accrual accounting. | GAAP ASC 360; SAP S/4HANA FI-AA; SOX Section 404
capital_management | depreciation_run | posting_document_number | Posting Document Number | STRING |  |  |  | ERP financial document number (e.g., SAP FI document number) generated when depreciation amounts are posted to the general ledger. Provides the audit trail linkage between the depreciation run and the actual GL posting for SOX compliance and external audit support. | SOX Section 404; SAP S/4HANA FI-AA AFAB; GAAP ASC 360
capital_management | depreciation_run | reversal_date | Reversal Date | DATE |  |  |  | The date on which the depreciation run posting was reversed in the general ledger. Null if not reversed. Used in conjunction with reversal_document_number to track corrected depreciation entries. | GAAP ASC 250; SOX Section 404; SAP S/4HANA FI-AA
capital_management | depreciation_run | reversal_document_number | Reversal Document Number | STRING |  |  |  | ERP financial document number of the reversal posting if this depreciation run was reversed. Null if the run has not been reversed. Supports audit trail for corrected depreciation postings and SOX compliance. | SOX Section 404; SAP S/4HANA FI-AA; GAAP ASC 250 (Accounting Changes and Error Corrections)
capital_management | depreciation_run | run_date | Depreciation Run Date | DATE |  |  |  | The calendar date on which the depreciation calculation run was executed. This is the principal business event date — the date the depreciation program was triggered in the asset accounting system. | SAP S/4HANA FI-AA AFAB; GAAP ASC 360
capital_management | depreciation_run | run_end_timestamp | Run End Timestamp | TIMESTAMP |  |  |  | Timestamp when the depreciation calculation program completed execution. Used with run_start_timestamp to measure total processing duration for operational monitoring of the period-end close process. | SAP S/4HANA FI-AA AFAB
capital_management | depreciation_run | run_initiator | Run Initiator | STRING | confidential |  |  | User ID or system account that initiated the depreciation run in the ERP system. Required for SOX audit trail to establish accountability over the depreciation posting process and segregation of duties compliance. | SOX Section 404; SAP S/4HANA FI-AA; GAAP Internal Controls
capital_management | depreciation_run | run_number | Depreciation Run Number | STRING |  |  |  | Externally-known business identifier assigned to the depreciation run by the ERP system (e.g., SAP S/4HANA depreciation run document number). Used for cross-system reconciliation and audit trail reference. | SAP S/4HANA FI-AA AFAB; FERC Uniform System of Accounts
capital_management | depreciation_run | run_start_timestamp | Run Start Timestamp | TIMESTAMP |  |  |  | Timestamp when the depreciation calculation program began execution in the ERP system. Used with run_end_timestamp to measure processing duration and identify performance issues with large asset portfolios. | SAP S/4HANA FI-AA AFAB
capital_management | depreciation_run | run_status | Depreciation Run Status | STRING |  | planned¦simulated¦posted¦reversed¦error |  | Current lifecycle state of the depreciation run. 'planned' indicates scheduled but not yet executed; 'simulated' indicates a test run without posting; 'posted' indicates amounts have been committed to the general ledger; 'reversed' indicates the posting has been reversed; 'error' indicates the run failed during processing. | SAP S/4HANA FI-AA; GAAP ASC 360; FERC Uniform System of Accounts
capital_management | depreciation_run | run_type | Depreciation Run Type | STRING |  | periodic¦year_end¦special¦repeat |  | Classification of the depreciation run by its business purpose. 'periodic' = standard monthly/quarterly run; 'year_end' = annual closing run; 'special' = off-cycle run for asset disposals or acquisitions; 'repeat' = rerun of a previously executed period. | SAP S/4HANA FI-AA AFAB; GAAP ASC 360
capital_management | depreciation_run | source_system_code | Source System Code | STRING |  |  |  | Code identifying the operational system of record from which this depreciation run record was sourced (e.g., 'SAP_S4', 'ORACLE_ERP'). Supports data lineage tracking in the Databricks lakehouse silver layer. | SAP S/4HANA FI-AA; Oracle ERP Cloud Fixed Assets
capital_management | depreciation_run | total_depreciation_amount | Total Depreciation Amount | DECIMAL(18,2) | confidential |  |  | Total depreciation expense amount (in USD) calculated and posted during this run across all assets processed. This is the gross depreciation charge for the period and depreciation area. Key input for rate case cost-of-service calculations, FERC Form 1 Schedule 336 reporting, and GAAP income statement depreciation expense line. | GAAP ASC 360; FERC Form 1 Schedule 336; NARUC Uniform System of Accounts
capital_management | depreciation_run | updated_timestamp | Record Updated Timestamp | TIMESTAMP |  |  |  | Timestamp when this depreciation run record was last modified in the data platform. Tracks status changes such as reversal or error correction for SOX audit trail. | SOX Section 404; SAP S/4HANA FI-AA
capital_management | depreciation_study | prior_depreciation_study_id |  | BIGINT | self_ref_fk |  | finance.depreciation_study.depreciation_study_id | Self-referencing FK on depreciation_study (prior_depreciation_study_id)
capital_management | depreciation_study | prior_study_id |  | BIGINT |  |  | finance.depreciation_study.depreciation_study_id | Reference to the previous depreciation study that this study supersedes or updates. Nullable for initial studies.
capital_management | depreciation_study | accumulated_depreciation_amount |  | DECIMAL(18,2) |  |  |  | Total accumulated depreciation reserve for all assets in the study scope as of the study analysis date, measured in US dollars.
capital_management | depreciation_study | actuarial_method |  | STRING |  |  |  | Statistical method used to estimate service life and survivor characteristics of asset groups. Iowa curves are industry standard for utility depreciation studies.
capital_management | depreciation_study | annual_depreciation_expense |  | DECIMAL(18,2) |  |  |  | Projected annual depreciation expense resulting from the rates recommended in this study, measured in US dollars.
capital_management | depreciation_study | approval_date |  | DATE |  |  |  | Date when the regulatory body officially approved the depreciation study and its recommended rates. Nullable for pending or internal studies.
capital_management | depreciation_study | approval_order_number |  | STRING |  |  |  | Official order or decision number issued by the regulatory body approving the depreciation study. Nullable for unapproved studies.
capital_management | depreciation_study | asset_base_amount |  | DECIMAL(18,2) |  |  |  | Total gross plant value (original cost) of all assets included in the scope of this depreciation study, measured in US dollars.
capital_management | depreciation_study | average_remaining_life_years |  | DECIMAL(5,2) |  |  |  | Weighted average remaining service life for existing assets in the study scope, measured in years.
capital_management | depreciation_study | average_service_life_years |  | DECIMAL(5,2) |  |  |  | Weighted average estimated service life across all asset classes included in the study, measured in years.
capital_management | depreciation_study | consultant_firm_name |  | STRING |  |  |  | Name of the external consulting firm that prepared or assisted with the depreciation study. Nullable if study was performed entirely in-house.
capital_management | depreciation_study | created_timestamp |  | TIMESTAMP |  |  |  | Timestamp when this depreciation study record was first created in the system.
capital_management | depreciation_study | depreciation_method |  | STRING |  |  |  | Primary depreciation calculation methodology applied in this study. Straight-line is most common for utility assets under FERC guidelines. Remaining life and equal life group methods are used for mass property accounts.
capital_management | depreciation_study | depreciation_study_id | Depreciation Study Identifier | BIGINT |  |  |  | Primary key for depreciation_study |  | TRUE
capital_management | depreciation_study | effective_date |  | DATE |  |  |  | Date when the depreciation rates and parameters from this study become effective for accounting and regulatory purposes.
capital_management | depreciation_study | expiration_date |  | DATE |  |  |  | Date when the depreciation study parameters are scheduled to be superseded by a new study. Nullable for studies with indefinite applicability.
capital_management | depreciation_study | filing_date |  | DATE |  |  |  | Date when the depreciation study was officially filed with the regulatory body. Nullable for internal studies.
capital_management | depreciation_study | filing_docket_number |  | STRING |  |  |  | Official docket or case number assigned by the regulatory body when the depreciation study is filed for approval. Nullable for internal studies not requiring regulatory filing.
capital_management | depreciation_study | gaap_compliance_indicator |  | BOOLEAN |  |  |  | Flag indicating whether the depreciation study methodology and rates comply with Generally Accepted Accounting Principles. True for studies used in GAAP financial reporting.
capital_management | depreciation_study | last_modified_timestamp |  | TIMESTAMP |  |  |  | Timestamp when this depreciation study record was most recently updated in the system.
capital_management | depreciation_study | lead_analyst_name |  | STRING |  |  |  | Name of the primary analyst or actuary responsible for conducting the depreciation study.
capital_management | depreciation_study | net_book_value_amount |  | DECIMAL(18,2) |  |  |  | Net plant value (gross plant minus accumulated depreciation) for all assets in the study scope, measured in US dollars.
capital_management | depreciation_study | net_salvage_percent |  | DECIMAL(5,2) |  |  |  | Weighted average net salvage value as a percentage of original cost across all asset classes. Net salvage represents gross salvage minus cost of removal. Can be negative when removal costs exceed salvage value.
capital_management | depreciation_study | notes |  | STRING |  |  |  | Additional notes, comments, or special considerations related to the depreciation study, including any deviations from standard methodology or unique circumstances.
capital_management | depreciation_study | rate_case_docket_number |  | STRING |  |  |  | Docket number of the associated rate case if this study was prepared for rate case purposes. Nullable if not associated with a rate case.
capital_management | depreciation_study | rate_case_indicator |  | BOOLEAN |  |  |  | Flag indicating whether this depreciation study was prepared specifically to support a rate case filing. True if study is part of rate case, false otherwise.
capital_management | depreciation_study | regulatory_body |  | STRING |  |  |  | Name of the specific regulatory agency or commission that has jurisdiction over this depreciation study (e.g., FERC, state public utility commission name).
capital_management | depreciation_study | regulatory_jurisdiction |  | STRING |  |  |  | Primary regulatory jurisdiction governing this depreciation study. Federal studies follow FERC guidelines, state studies follow public utility commission requirements, and multi-jurisdictional studies address multiple regulatory bodies.
capital_management | depreciation_study | sox_compliance_indicator |  | BOOLEAN |  |  |  | Flag indicating whether this depreciation study was subject to Sarbanes-Oxley internal control requirements and review. True for studies affecting financial statements of publicly traded utilities.
capital_management | depreciation_study | study_completion_date |  | DATE |  |  |  | Date when the depreciation study analysis was completed and finalized for submission or approval.
capital_management | depreciation_study | study_documentation_url |  | STRING |  |  |  | File path or URL to the complete depreciation study report and supporting documentation in the document management system.
capital_management | depreciation_study | study_name |  | STRING |  |  |  | Descriptive name of the depreciation study, typically including the asset class or scope covered.
capital_management | depreciation_study | study_number |  | STRING |  |  |  | Business identifier for the depreciation study, typically formatted as DS-YYYY-NNNN where YYYY is year and NNNN is sequence number.
capital_management | depreciation_study | study_scope_description |  | STRING |  |  |  | Detailed description of the asset classes, FERC accounts, and organizational units covered by this depreciation study.
capital_management | depreciation_study | study_start_date |  | DATE |  |  |  | Date when the depreciation study analysis and data collection commenced.
capital_management | depreciation_study | study_status |  | STRING |  |  |  | Current lifecycle status of the depreciation study. Tracks progression from initial draft through regulatory approval and implementation.
capital_management | depreciation_study | study_type |  | STRING |  |  |  | Classification of the depreciation study based on scope and purpose. Comprehensive studies cover all asset classes, interim studies update specific parameters, special studies address unique circumstances, rate case studies support regulatory filings, and asset class specific studies focus on particular equipment categories.
capital_management | fixed_asset | capex_project_id | Capex Project Id (Foreign Key) | BIGINT |  |  | finance.capex_project.capex_project_id | Foreign key linking to finance.capex_project. Business justification: fixed_asset is capitalized from CAPEX projects. The cwip_transfer_reference and wbs_element attributes suggest a link to the originating project. This FK allows tracing each asset back to its capital | Internal - LLM Generated Cross-Domain Link
capital_management | fixed_asset | cost_center_id | Cost Center Id (Foreign Key) | BIGINT |  |  | finance.cost_center.cost_center_id | Foreign key linking to finance.cost_center. Business justification: fixed_asset has cost_center_code attribute. cost_center is the master for cost centers. Normalizing this reference allows joining to get full cost center details (name, responsible_manager, functional | Internal - LLM Generated Cross-Domain Link
capital_management | fixed_asset | gl_account_id | Gl Account Id (Foreign Key) | BIGINT |  |  | finance.gl_account.gl_account_id | Foreign key linking to finance.gl_account. Business justification: fixed_asset has gl_account_code attribute. gl_account is the master for GL accounts. Normalizing this reference allows joining to get full account details (account_name, ferc_account_description, acco | Internal - LLM Generated Cross-Domain Link
capital_management | fixed_asset | master_id | Operational Asset ID | BIGINT |  |  | asset.master.master_id | Cross-reference identifier linking this financial fixed asset record to the corresponding operational asset record in the Enterprise Asset Management (EAM) system (Oracle WAM or IBM Maximo). Enables reconciliation between the financial subledger and the operational asset register for asset lifecycle management and maintenance cost tracking. | Oracle WAM; IBM Maximo; GAAP ASC 360; FERC Uniform System of Accounts
capital_management | fixed_asset | vendor_id | Vendor Id (Foreign Key) | BIGINT |  |  | supply.vendor.vendor_id | Foreign key linking to supply.vendor. Business justification: Fixed assets track original vendor for warranty claims, maintenance contracts, spare parts sourcing, and asset provenance. Essential for asset lifecycle management, vendor performance tracking, and re | Internal - LLM Generated Cross-Domain Link
capital_management | fixed_asset | accumulated_depreciation | Accumulated Depreciation | DECIMAL(18,2) | confidential |  |  | Total depreciation accrued on the asset from in-service date through the current reporting period. Represents the cumulative reduction in the asset's book value due to wear, obsolescence, and passage of time. Used to compute net book value and rate base. Denominated in USD. Corresponds to FERC Account 108 (Accumulated Provision for Depreciation of Electric Utility Plant) or equivalent gas accounts. | FERC Uniform System of Accounts Account 108; GAAP ASC 360; FERC Form 1 Schedule 219
capital_management | fixed_asset | acquisition_date | Acquisition Date | DATE |  |  |  | Date on which the utility acquired ownership or control of the asset (purchase date, transfer date, or contribution date). May differ from in-service date for assets acquired from third parties or contributed by developers (CIAC — Contribution in Aid of Construction). | FERC Uniform System of Accounts; GAAP ASC 360; SOX Section 302/404
capital_management | fixed_asset | afudc_amount | Allowance for Funds Used During Construction (AFUDC) Amount | DECIMAL(18,2) | confidential |  |  | Total Allowance for Funds Used During Construction (AFUDC) capitalized into the original cost of this asset during the construction period. AFUDC represents the cost of debt and equity capital used to finance construction before the asset is placed in service. Regulated by FERC and included in rate base. Denominated in USD. | FERC Uniform System of Accounts Accounts 107, 432, 436; GAAP ASC 835-20; FERC Form 1
capital_management | fixed_asset | annual_depreciation_rate | Annual Depreciation Rate | DECIMAL(8,6) |  |  |  | The composite or straight-line annual depreciation rate applied to this asset or asset group, expressed as a decimal (e.g., 0.033333 for a 30-year life). Derived from the FERC or PUC-approved depreciation study. Used to compute annual depreciation expense for regulatory reporting and rate case cost-of-service studies. | FERC Uniform System of Accounts; NARUC Depreciation Guidelines; FERC Form 1 Schedule 336
capital_management | fixed_asset | asset_class | Asset Class | STRING |  |  |  | Internal asset classification grouping used for depreciation study purposes and rate case cost-of-service analysis (e.g., Transmission Structure, Distribution Transformer, Gas Meter, Generation Turbine, Intangible Software). Maps to depreciation group/composite rates established in the most recent depreciation study approved by the state PUC or FERC. | FERC Uniform System of Accounts; NARUC Depreciation Guidelines; GAAP ASC 360
capital_management | fixed_asset | asset_description | Asset Description | STRING |  |  |  | Human-readable description of the capitalized utility plant asset (e.g., '138kV Transmission Line Segment — Substation A to Substation B', 'Gas Distribution Main — 4-inch PE Pipe'). Sourced from the asset master record in the ERP fixed asset module. | FERC Uniform System of Accounts; GAAP ASC 360
capital_management | fixed_asset | asset_number | Asset Number | STRING |  |  |  | Externally-known alphanumeric identifier assigned to the capitalized asset in the fixed asset subledger (e.g., SAP S/4HANA Asset Master number or Oracle ERP asset number). Used for cross-system reconciliation between the financial subledger and the operational asset register in Oracle WAM or IBM Maximo. | SAP S/4HANA Asset Accounting; FERC Uniform System of Accounts
capital_management | fixed_asset | asset_retirement_obligation | Asset Retirement Obligation (ARO) | DECIMAL(18,2) | confidential |  |  | Recorded Asset Retirement Obligation (ARO) associated with this asset, representing the present value of the estimated future cost to retire the asset in accordance with legal or regulatory obligations (e.g., nuclear decommissioning, PCB-contaminated equipment disposal, gas main abandonment). Recognized per GAAP ASC 410-20 and tracked for FERC regulatory accounting. Denominated in USD. | GAAP ASC 410-20; FERC Uniform System of Accounts Account 230; EPA Regulations; PHMSA
capital_management | fixed_asset | asset_status | Asset Status | STRING |  | in_service¦retired¦abandoned¦cwip¦held_for_future_use¦leased_to_others |  | Current lifecycle status of the fixed asset in the utility plant subledger. 'in_service' indicates the asset is placed in service and included in rate base. 'cwip' indicates Construction Work in Progress not yet transferred to plant in service. 'retired' indicates the asset has been removed from service. Aligns with FERC plant account status classifications. | FERC Uniform System of Accounts; GAAP ASC 360-10
capital_management | fixed_asset | asset_type | Asset Type | STRING |  | tangible¦intangible¦cwip |  | Broad classification of the asset as tangible utility plant, intangible plant, or Construction Work in Progress (CWIP). Tangible includes physical generation, transmission, and distribution infrastructure. Intangible includes software, licenses, and franchise rights. CWIP represents assets not yet placed in service. | FERC Uniform System of Accounts; GAAP ASC 350; GAAP ASC 360
capital_management | fixed_asset | capex_category | Capital Expenditure (CAPEX) Category | STRING |  | growth¦reliability¦compliance¦replacement¦technology |  | Strategic CAPEX category classifying the business driver for the capital investment in this asset. 'growth' supports customer or load growth. 'reliability' improves grid or system reliability (SAIDI/SAIFI improvement). 'compliance' meets regulatory or environmental mandates. 'replacement' replaces end-of-life infrastructure. 'technology' supports grid modernization or AMI deployment. Used in IRP and regulatory filings. | FERC Form 1; IRP Regulatory Requirements; NERC Reliability Standards; State PUC CAPEX Filings
capital_management | fixed_asset | capitalization_threshold | Capitalization Threshold (USD) | DECIMAL(18,2) |  |  |  | Minimum dollar threshold applied to determine whether an expenditure on this asset class is capitalized as plant in service or expensed as O&M. Established by the utility's capitalization policy, approved by the board, and subject to SOX internal controls. Denominated in USD. | GAAP ASC 360; SOX Section 302/404; FERC Uniform System of Accounts
capital_management | fixed_asset | ciac_amount | Contribution in Aid of Construction (CIAC) Amount | DECIMAL(18,2) | confidential |  |  | Amount of Contribution in Aid of Construction (CIAC) received from customers, developers, or third parties that offset the original cost of this asset. CIAC reduces the rate base for regulatory purposes. Tracked per FERC Account 271 and applicable state PUC tariff rules. Denominated in USD. | FERC Uniform System of Accounts Account 271; NARUC Uniform System of Accounts; IRS Revenue Ruling 2020-23
capital_management | fixed_asset | cost_of_removal | Cost of Removal | DECIMAL(18,2) | confidential |  |  | Actual or estimated cost incurred to remove the asset from service upon retirement (excavation, demolition, environmental remediation, disposal). Subtracted from gross salvage to determine net salvage. Frequently exceeds gross salvage for underground utility infrastructure, resulting in negative net salvage. Denominated in USD. | FERC Uniform System of Accounts Account 108.1; NARUC Depreciation Guidelines; GAAP ASC 410
capital_management | fixed_asset | cwip_transfer_reference | Construction Work in Progress (CWIP) Transfer Reference | STRING |  |  |  | Reference number or identifier of the Construction Work in Progress (CWIP) work order or project from which this asset was transferred upon completion and placement in service. Links the capitalized plant record back to the capital project that funded its construction. Corresponds to FERC Account 107 (Construction Work in Progress) transfer transactions. | FERC Uniform System of Accounts Account 107; GAAP ASC 360; SOX Section 302/404
capital_management | fixed_asset | depreciation_group_code | Depreciation Group Code | STRING |  |  |  | Code identifying the depreciation group or composite account to which this asset belongs for group/composite depreciation purposes. Assets within the same depreciation group share a common composite depreciation rate derived from the FERC or PUC-approved depreciation study. Critical for utility industry group depreciation accounting. | FERC Uniform System of Accounts; NARUC Depreciation Guidelines; GAAP ASC 360-10-35-7
capital_management | fixed_asset | depreciation_method | Depreciation Method | STRING |  | straight_line¦group_composite¦units_of_production¦sum_of_years_digits |  | Accounting method used to calculate periodic depreciation expense for this asset. 'straight_line' allocates cost evenly over useful life. 'group_composite' is the predominant utility industry method where assets are depreciated as a group using composite rates derived from depreciation studies approved by FERC or state PUCs. 'units_of_production' is used for generation assets tied to output. | FERC Uniform System of Accounts; GAAP ASC 360-10-35; NARUC Depreciation Guidelines
capital_management | fixed_asset | depreciation_study_year | Depreciation Study Year | INT |  |  |  | The year of the most recent FERC or PUC-approved depreciation study from which the depreciation rates, useful life, and net salvage rate for this asset class were derived. Depreciation studies are typically conducted every 3–5 years and filed with the applicable regulatory authority. Tracks which study vintage governs the current depreciation parameters. | FERC Uniform System of Accounts; NARUC Depreciation Guidelines; State PUC Depreciation Study Orders
capital_management | fixed_asset | ferc_plant_account | Federal Energy Regulatory Commission (FERC) Plant Account | STRING |  |  |  | FERC Uniform System of Accounts plant account code to which this asset is classified (e.g., 101 Electric Plant in Service, 303 Miscellaneous Intangible Plant, 350 Land and Land Rights — Transmission, 376 Distribution Mains — Gas). Drives FERC Form 1 plant schedule reporting (Schedules 204–207) and rate base calculations. | FERC Uniform System of Accounts (18 CFR Part 101); FERC Form 1 Schedules 204–207
capital_management | fixed_asset | ferc_plant_account_name | Federal Energy Regulatory Commission (FERC) Plant Account Name | STRING |  |  |  | Descriptive name corresponding to the FERC plant account code (e.g., 'Electric Plant in Service', 'Distribution Mains — Gas'). Supports human-readable reporting on FERC Form 1 plant schedules without requiring a join to a reference table. | FERC Uniform System of Accounts (18 CFR Part 101)
capital_management | fixed_asset | fixed_asset_id | Fixed Asset ID | BIGINT |  |  |  | Unique surrogate identifier for the fixed asset record in the financial subledger. Primary key for the fixed_asset data product. | FERC Uniform System of Accounts | TRUE
capital_management | fixed_asset | functional_class | Functional Class | STRING |  | generation¦transmission¦distribution¦general_plant¦intangible |  | FERC functional classification of the utility plant asset: Generation, Transmission, Distribution, General Plant, or Intangible. Drives allocation of rate base and O&M costs across customer classes in rate case cost-of-service studies. | FERC Uniform System of Accounts (18 CFR Part 101); FERC Form 1
capital_management | fixed_asset | gross_salvage_amount | Gross Salvage Amount | DECIMAL(18,2) | confidential |  |  | Actual or estimated gross salvage proceeds received or expected upon retirement of the asset (scrap value, resale proceeds). Used in conjunction with cost of removal to compute net salvage for depreciation study updates. Populated upon retirement; null for in-service assets. Denominated in USD. | FERC Uniform System of Accounts; NARUC Depreciation Guidelines; GAAP ASC 360-10-40
capital_management | fixed_asset | in_service_date | In-Service Date | DATE |  |  |  | Date on which the asset was placed in service and began depreciating. Triggers the start of depreciation accrual and inclusion in the utility rate base. For CWIP-to-plant transfers, this is the date the CWIP balance is transferred to plant in service. Critical for AFUDC (Allowance for Funds Used During Construction) cessation. | FERC Uniform System of Accounts; GAAP ASC 360; FERC Form 1 Schedule 204
capital_management | fixed_asset | is_rate_base_eligible | Rate Base Eligible Flag | BOOLEAN |  |  |  | Indicates whether this asset is eligible for inclusion in the utility's regulatory rate base for cost-of-service rate case purposes. Assets funded by CIAC, regulatory disallowances, or held for future use may be excluded from rate base. Critical for PUC and FERC rate case filings. | FERC Uniform System of Accounts; NARUC Rate Case Guidelines; State PUC Regulations
capital_management | fixed_asset | is_regulatory_asset | Regulatory Asset Flag | BOOLEAN |  |  |  | Indicates whether this item is classified as a regulatory asset under GAAP ASC 980 (Regulated Operations), meaning its recovery through future rates is probable. Regulatory assets arise from costs deferred for rate recovery (e.g., storm damage costs, deferred fuel costs, environmental remediation). Affects balance sheet presentation and rate case strategy. | GAAP ASC 980; FERC Uniform System of Accounts; State PUC Regulations
capital_management | fixed_asset | last_physical_inventory_date | Last Physical Inventory Date | DATE |  |  |  | Date of the most recent physical inventory verification confirming the existence and condition of this asset. Physical inventories are required for SOX compliance (internal controls over financial reporting) and support reconciliation between the fixed asset subledger and the operational asset register in Oracle WAM or IBM Maximo. | SOX Section 302/404; GAAP ASC 360; FERC Uniform System of Accounts
capital_management | fixed_asset | location_code | Asset Location Code | STRING |  |  |  | Code identifying the physical or operational location of the asset within the utility's service territory (e.g., substation identifier, distribution circuit code, gas pressure zone, plant site code). Used for geographic cost allocation in rate cases and for reconciliation with the GIS (ESRI ArcGIS) asset network model. | FERC Uniform System of Accounts; ESRI ArcGIS GIS Integration; NARUC Rate Case Guidelines
capital_management | fixed_asset | net_book_value | Net Book Value | DECIMAL(18,2) | confidential |  |  | Current net book value of the asset, calculated as original cost minus accumulated depreciation. Represents the carrying value of the asset on the utility's balance sheet and is the primary basis for rate base inclusion in cost-of-service rate cases. Denominated in USD. Note: while derivable, this field is stored for performance and regulatory reporting efficiency. | FERC Uniform System of Accounts; GAAP ASC 360; NARUC Rate Case Guidelines
capital_management | fixed_asset | net_salvage_rate | Net Salvage Rate | DECIMAL(8,6) |  |  |  | The net salvage rate applied to this asset class in the depreciation study, expressed as a decimal. Net salvage equals gross salvage proceeds minus cost of removal. For utility assets, net salvage is frequently negative (negative salvage) because cost of removal (e.g., pole removal, underground cable excavation, gas main abandonment) exceeds any scrap value. Negative salvage rates increase the depreciable base and are a critical input unique to utility depreciation studies. | NARUC Depreciation Guidelines; FERC Uniform System of Accounts; Iowa Curve Methodology
capital_management | fixed_asset | original_cost | Original Cost | DECIMAL(18,2) | confidential |  |  | The original cost of the utility plant asset at the time it was first dedicated to public service, as defined by FERC Uniform System of Accounts. Includes all costs necessary to bring the asset to its intended use (materials, labor, AFUDC, overhead). This is the FERC-defined original cost, not necessarily the acquisition cost paid by the current owner. Denominated in USD. | FERC Uniform System of Accounts (18 CFR Part 101); FERC Form 1 Schedule 204; GAAP ASC 360
capital_management | fixed_asset | record_created_timestamp | Record Created Timestamp | TIMESTAMP |  |  |  | Timestamp when this fixed asset record was first created in the financial subledger system (SAP S/4HANA or Oracle ERP Cloud). Supports SOX audit trail requirements and data lineage tracking in the Databricks Silver Layer. | SOX Section 302/404; GAAP ASC 360; FERC Uniform System of Accounts
capital_management | fixed_asset | record_updated_timestamp | Record Updated Timestamp | TIMESTAMP |  |  |  | Timestamp when this fixed asset record was most recently modified in the financial subledger system. Tracks changes to depreciation parameters, status updates, retirement entries, and cost adjustments. Supports SOX audit trail and Silver Layer change data capture (CDC) processing. | SOX Section 302/404; GAAP ASC 360; FERC Uniform System of Accounts
capital_management | fixed_asset | remaining_useful_life_years | Remaining Useful Life (Years) | DECIMAL(6,2) |  |  |  | Estimated remaining useful service life of the asset in years as of the most recent depreciation study or valuation date. Computed as useful life minus age (years since in-service date), adjusted for condition assessments. Used in rate case depreciation studies, IRP capital planning, and asset replacement forecasting. | NARUC Depreciation Guidelines; FERC Uniform System of Accounts; Iowa Curve Methodology
capital_management | fixed_asset | retirement_date | Retirement Date | DATE |  |  |  | Date on which the asset was retired, abandoned, or removed from utility plant in service. Triggers cessation of depreciation accrual and removal from rate base. Null for assets currently in service. Required for FERC Form 1 plant retirement schedules. | FERC Uniform System of Accounts; GAAP ASC 360-10-40; FERC Form 1 Schedule 205
capital_management | fixed_asset | retirement_type | Retirement Type | STRING |  | normal¦abnormal¦extraordinary¦sale¦transfer |  | Classification of the asset retirement event. 'normal' retirements are expected end-of-life removals consistent with the depreciation study survivor curve. 'abnormal' retirements are premature removals due to accidents, storms, or regulatory mandates. 'extraordinary' retirements involve large-scale plant abandonments. Classification affects regulatory accounting treatment and potential regulatory asset recovery. | FERC Uniform System of Accounts; GAAP ASC 360-10-40; NARUC Depreciation Guidelines
capital_management | fixed_asset | service_territory | Service Territory | STRING |  |  |  | Name or code of the regulatory service territory or jurisdiction in which the asset is located (e.g., state name, PUC jurisdiction code). Determines which state Public Utility Commission (PUC) has regulatory jurisdiction over the asset's rate base treatment and depreciation rates. | State PUC Regulations; FERC Uniform System of Accounts; NARUC
capital_management | fixed_asset | useful_life_years | Useful Life (Years) | DECIMAL(6,2) |  |  |  | Estimated useful service life of the asset in years, as established in the most recent FERC or PUC-approved depreciation study. Used to compute straight-line depreciation rates and to project future capital replacement needs in the Integrated Resource Plan (IRP). Decimal precision accommodates fractional lives from group/composite depreciation studies. | FERC Uniform System of Accounts; NARUC Depreciation Guidelines; Iowa Curve Methodology
capital_management | fixed_asset | utility_type | Utility Type | STRING |  | electric¦gas¦common¦other |  | Identifies whether the asset belongs to the electric utility plant, gas utility plant, common plant (shared between electric and gas), or other. Critical for cost-of-service allocation studies in rate cases filed with state PUCs and FERC. | FERC Uniform System of Accounts; NARUC Uniform System of Accounts
capital_management | fixed_asset | vintage_year | Vintage Year | INT |  |  |  | The year in which the asset was originally constructed or manufactured. Critical input for group/composite depreciation studies unique to the utility industry, where survivor curve analysis and Iowa Curve fitting require age distribution data by vintage year. Used in FERC-approved depreciation studies and PUC rate case filings. | FERC Uniform System of Accounts; NARUC Depreciation Guidelines; Iowa Curve Methodology
capital_management | fixed_asset | wbs_element | Work Breakdown Structure (WBS) Element | STRING |  |  |  | Work Breakdown Structure (WBS) element or capital project code from the ERP system associated with the construction or acquisition of this asset. Links the capitalized asset to the CAPEX project that funded it, supporting capital budget tracking and AFUDC calculation. Relevant for assets still in CWIP or recently transferred to plant in service. | GAAP ASC 360; FERC Uniform System of Accounts Account 107; SOX Section 302/404
capital_management | wbs_element | cost_center_id |  | BIGINT |  |  | finance.cost_center.cost_center_id | Reference to the cost center for financial tracking and allocation of expenses related to this WBS element.
capital_management | wbs_element | gl_account_id |  | BIGINT |  |  | finance.gl_account.gl_account_id | Reference to the general ledger account for posting financial transactions related to this WBS element.
capital_management | wbs_element | parent_wbs_element_id |  | BIGINT |  |  | finance.wbs_element.wbs_element_id | Reference to the parent WBS element in the hierarchical structure. Null for top-level elements.
capital_management | wbs_element | project_id |  | BIGINT |  |  | finance.capex_project.capex_project_id | Reference to the capital or operational project to which this WBS element belongs.
capital_management | wbs_element | responsible_organization_id |  | BIGINT |  |  | finance.organization.organization_id | Reference to the organizational unit or department responsible for executing and managing this WBS element.
capital_management | wbs_element | actual_end_date |  | DATE |  |  |  | Actual date when work was completed on this WBS element.
capital_management | wbs_element | actual_start_date |  | DATE |  |  |  | Actual date when work commenced on this WBS element.
capital_management | wbs_element | asset_class |  | STRING |  |  |  | Classification of the asset type for utility plant accounting and depreciation purposes per FERC guidelines.
capital_management | wbs_element | budget_amount |  | DECIMAL(18,2) |  |  |  | Approved budget allocation for this WBS element in US dollars.
capital_management | wbs_element | compliance_requirement |  | STRING |  |  |  | Regulatory or compliance mandate driving this WBS element (e.g., NERC CIP, EPA emissions, state PUC order).
capital_management | wbs_element | created_timestamp |  | TIMESTAMP |  |  |  | Timestamp when this WBS element record was first created in the system.
capital_management | wbs_element | currency_code |  | STRING |  |  |  | Three-letter ISO 4217 currency code for financial amounts. Typically USD for US-based utility operations.
capital_management | wbs_element | depreciation_method |  | STRING |  |  |  | Method used to calculate depreciation for capitalized assets associated with this WBS element.
capital_management | wbs_element | effective_end_date |  | DATE |  |  |  | Date when this WBS element record ceased to be effective. Null for currently effective records.
capital_management | wbs_element | effective_start_date |  | DATE |  |  |  | Date when this WBS element record became effective for financial and project tracking purposes.
capital_management | wbs_element | expenditure_type |  | STRING |  |  |  | Classification of the WBS element as capital expenditure (CAPEX), operating expenditure (OPEX), or mixed.
capital_management | wbs_element | ferc_account_code |  | STRING |  |  |  | FERC Uniform System of Accounts code for regulatory reporting and classification of capital and operating expenses.
capital_management | wbs_element | is_active |  | BOOLEAN |  |  |  | Indicates whether this WBS element is currently active and available for cost posting and project management.
capital_management | wbs_element | is_billable |  | BOOLEAN |  |  |  | Indicates whether costs associated with this WBS element are billable to customers or included in rate base calculations.
capital_management | wbs_element | is_capitalizable |  | BOOLEAN |  |  |  | Indicates whether costs for this WBS element qualify for capitalization as plant assets under GAAP and FERC accounting rules.
capital_management | wbs_element | modified_by |  | STRING |  |  |  | User identifier or system account that last modified this WBS element record.
capital_management | wbs_element | modified_timestamp |  | TIMESTAMP |  |  |  | Timestamp when this WBS element record was last modified.
capital_management | wbs_element | planned_end_date |  | DATE |  |  |  | Scheduled completion date for work on this WBS element.
capital_management | wbs_element | planned_start_date |  | DATE |  |  |  | Scheduled start date for work on this WBS element.
capital_management | wbs_element | priority_level |  | STRING |  |  |  | Business priority ranking for resource allocation and scheduling decisions.
capital_management | wbs_element | regulatory_treatment |  | STRING |  |  |  | Classification of how costs for this WBS element are treated for regulatory accounting and rate recovery purposes.
capital_management | wbs_element | risk_category |  | STRING |  |  |  | Primary risk category associated with this WBS element for risk management and mitigation planning.
capital_management | wbs_element | status |  | STRING |  |  |  | Current lifecycle status of the WBS element indicating its execution state.
capital_management | wbs_element | useful_life_years |  | INT |  |  |  | Expected useful life in years for assets capitalized under this WBS element, used for depreciation calculations.
capital_management | wbs_element | wbs_code |  | STRING |  |  |  | Hierarchical alphanumeric code representing the WBS element position in the project structure. Used for external identification and reporting to FERC and regulatory bodies.
capital_management | wbs_element | wbs_description |  | STRING |  |  |  | Detailed description of the scope, deliverables, and purpose of the WBS element.
capital_management | wbs_element | wbs_element_id | Wbs Element Identifier | BIGINT |  |  |  | Primary key for wbs_element |  | TRUE
capital_management | wbs_element | wbs_level |  | INT |  |  |  | Numeric level in the WBS hierarchy where 1 is the top level (project) and higher numbers represent deeper decomposition.
capital_management | wbs_element | wbs_name |  | STRING |  |  |  | Business name or title of the WBS element describing the work package, project phase, or cost center.
capital_management | wbs_element | wbs_type |  | STRING |  |  |  | Classification of the WBS element indicating its role in the project structure.
capital_management | wbs_element | created_by |  | STRING |  |  |  | User identifier or system account that created this WBS element record.
regulatory_compliance | rate_case_cost_study | rate_case_id | Rate Case ID | BIGINT |  |  | regulatory.rate_case.rate_case_id | Reference to the parent rate case docket for which this cost-of-service study was prepared. Links to the regulatory.rate_case product. | FERC Uniform System of Accounts; State PUC Filing Requirements
regulatory_compliance | rate_case_cost_study | accumulated_depreciation_amount | Accumulated Depreciation Amount | DECIMAL(18,2) | confidential |  |  | Total accumulated depreciation deducted from gross plant in service to arrive at net plant in rate base. Expressed in US dollars. Corresponds to FERC Account 108. | FERC Uniform System of Accounts Account 108; GAAP ASC 360
regulatory_compliance | rate_case_cost_study | adit_amount | Accumulated Deferred Income Tax (ADIT) Amount | DECIMAL(18,2) | confidential |  |  | Accumulated Deferred Income Tax (ADIT) balance deducted from rate base, representing the tax benefits of accelerated depreciation that have been passed through to customers. Expressed in US dollars. Corresponds to FERC Account 190/282/283. | FERC Uniform System of Accounts Accounts 190/282/283; GAAP ASC 740
regulatory_compliance | rate_case_cost_study | afudc_amount | Allowance for Funds Used During Construction (AFUDC) Amount | DECIMAL(18,2) | confidential |  |  | Allowance for Funds Used During Construction (AFUDC) capitalized during the test year, representing the cost of financing construction work in progress (WIP). Expressed in US dollars. Corresponds to FERC Accounts 107 and 432. | FERC Uniform System of Accounts Accounts 107/432; GAAP ASC 980-835
regulatory_compliance | rate_case_cost_study | approved_date | Regulatory Approval Date | DATE |  |  |  | Date on which the regulatory authority (PUC or FERC) issued a final order approving the rates derived from this cost-of-service study. Null if the study has not yet received final regulatory approval. | FERC Rules of Practice and Procedure 18 CFR Part 385; State PUC Final Order Requirements
regulatory_compliance | rate_case_cost_study | authorized_roe_pct | Authorized Return on Equity (ROE) Percentage | DECIMAL(7,4) | confidential |  |  | Authorized or proposed Return on Equity (ROE) percentage used in the cost-of-service study to calculate the equity component of the allowed return on rate base. Expressed as a decimal percentage (e.g., 9.5000 for 9.5%). Benchmarked against comparable utility ROE awards by the PUC or FERC. | FERC Order 888; NARUC Utility Regulatory Policy; GAAP ASC 980
regulatory_compliance | rate_case_cost_study | capex_amount | Capital Expenditure (CAPEX) Amount | DECIMAL(18,2) | confidential |  |  | Total Capital Expenditure (CAPEX) included in or supporting the rate base determination for this cost-of-service study. Represents plant additions during the test year or projected capital investment period. Expressed in US dollars. | FERC Uniform System of Accounts; GAAP ASC 360; NARUC Utility Regulatory Policy
regulatory_compliance | rate_case_cost_study | cost_allocation_method | Cost Allocation Method | STRING |  | fully_distributed_cost¦marginal_cost¦embedded_cost¦hybrid |  | Methodology used to allocate costs among customer classes or rate jurisdictions in this cost-of-service study. Fully Distributed Cost (FDC) allocates all costs; Marginal Cost reflects incremental costs; Embedded Cost uses historical average costs; Hybrid combines approaches. | NARUC Utility Regulatory Policy; FERC Order 888
regulatory_compliance | rate_case_cost_study | cost_of_debt_pct | Cost of Debt Percentage | DECIMAL(7,4) | confidential |  |  | Embedded cost of long-term debt used in the WACC calculation, representing the weighted average interest rate on the utility's outstanding debt instruments. Expressed as a decimal percentage (e.g., 4.8500 for 4.85%). | FERC Uniform System of Accounts; NARUC Utility Regulatory Policy
regulatory_compliance | rate_case_cost_study | cpcn_reference_number | Certificate of Public Convenience and Necessity (CPCN) Reference Number | STRING |  |  |  | Reference number of the Certificate of Public Convenience and Necessity (CPCN) application supported by this cost-of-service study, if applicable. Links the cost justification to the capital project authorization for major infrastructure investments. | State PUC CPCN Requirements; FERC Certificate Regulations 18 CFR Part 157
regulatory_compliance | rate_case_cost_study | created_timestamp | Record Created Timestamp | TIMESTAMP |  |  |  | Timestamp when this cost-of-service study record was first created in the system. Supports SOX audit trail requirements and record lineage tracking. This is the RECORD_AUDIT_CREATED for this TRANSACTION_HEADER entity. | SOX Section 404; GAAP ASC 980
regulatory_compliance | rate_case_cost_study | currency_code | Currency Code | STRING |  | '^[A-Z]{3}$ |  | ISO 4217 three-letter currency code for all monetary amounts in this cost-of-service study. Typically USD for US utility rate cases. Included to support multi-currency reporting and GAAP financial statement alignment. | ISO 4217; GAAP ASC 830
regulatory_compliance | rate_case_cost_study | debt_ratio_pct | Debt Ratio Percentage | DECIMAL(7,4) | confidential |  |  | Percentage of the capital structure represented by long-term debt, used in the WACC calculation. Expressed as a decimal percentage (e.g., 48.0000 for 48%). Together with equity_ratio_pct must sum to 100%. | FERC Uniform System of Accounts; NARUC Utility Regulatory Policy
regulatory_compliance | rate_case_cost_study | depreciation_expense_amount | Depreciation Expense Amount | DECIMAL(18,2) | confidential |  |  | Total depreciation expense included in the revenue requirement for the test year, calculated using depreciation rates approved by the regulatory authority applied to the depreciable plant in service. Expressed in US dollars. Corresponds to FERC Account 403. | FERC Uniform System of Accounts Account 403; GAAP ASC 360
regulatory_compliance | rate_case_cost_study | effective_date | Effective Date | DATE |  |  |  | Date on which the new rates derived from this cost-of-service study become effective for customer billing. May be subject to refund if rates are later adjusted by the regulatory authority. | FERC Order 888; State PUC Filing Requirements
regulatory_compliance | rate_case_cost_study | equity_ratio_pct | Equity Ratio Percentage | DECIMAL(7,4) | confidential |  |  | Percentage of the capital structure represented by equity, used in the WACC calculation. Expressed as a decimal percentage (e.g., 52.0000 for 52%). Determined by the utility's actual or hypothetical capital structure as accepted by the regulatory authority. | FERC Uniform System of Accounts; NARUC Utility Regulatory Policy
regulatory_compliance | rate_case_cost_study | existing_revenue_amount | Existing Revenue Amount | DECIMAL(18,2) | confidential |  |  | Current annual revenue collected under existing rates at the time of the rate case filing. The difference between revenue_requirement_amount and existing_revenue_amount represents the revenue deficiency or excess (rate increase or decrease needed). Expressed in US dollars. | FERC Uniform System of Accounts; NARUC Utility Regulatory Policy
regulatory_compliance | rate_case_cost_study | filing_date | Filing Date | DATE |  |  |  | Date on which the cost-of-service study was formally filed with the regulatory authority (PUC or FERC). This is the BUSINESS_EVENT_TIMESTAMP (date precision) for this TRANSACTION_HEADER entity. Triggers statutory review timelines and suspension periods. | FERC Rules of Practice and Procedure 18 CFR Part 385; State PUC Filing Requirements
regulatory_compliance | rate_case_cost_study | filing_status | Filing Status | STRING |  | draft¦under_review¦filed¦suspended¦approved¦rejected |  | Current lifecycle status of the cost-of-service study within the rate case workflow. Tracks progression from internal preparation through regulatory submission and disposition. This is the LIFECYCLE_STATUS for this TRANSACTION_HEADER entity. | NARUC Utility Regulatory Policy; State PUC Filing Requirements
regulatory_compliance | rate_case_cost_study | functionalization_method | Cost Functionalization Method | STRING |  | production¦transmission¦distribution¦customer¦general |  | Primary functional category used to classify utility costs in this study per FERC Uniform System of Accounts: production, transmission, distribution, customer, or general/administrative. Drives cost allocation to customer classes and rate design. [ENUM-REF-CANDIDATE: production¦transmission¦distribution¦customer¦general — promote to reference product if multi-function studies require line-level detail] | FERC Uniform System of Accounts; NARUC Utility Regulatory Policy
regulatory_compliance | rate_case_cost_study | income_tax_expense_amount | Income Tax Expense Amount | DECIMAL(18,2) | confidential |  |  | Total income tax expense (federal and state) included in the revenue requirement, calculated on the allowed return on equity component of the rate base. Expressed in US dollars. Includes adjustments for accumulated deferred income taxes (ADIT). | FERC Uniform System of Accounts Accounts 408-410; GAAP ASC 740; SOX Section 404
regulatory_compliance | rate_case_cost_study | irp_reference_number | Integrated Resource Plan (IRP) Reference Number | STRING |  |  |  | Reference number of the Integrated Resource Plan (IRP) submission that this cost-of-service study supports, if applicable. Connects long-term resource planning cost projections to the rate case revenue requirement. | State PUC IRP Requirements; DOE Energy Policy Act
regulatory_compliance | rate_case_cost_study | jurisdiction_state | Jurisdiction State Code | STRING |  | '^[A-Z]{2}$ |  | Two-letter US state abbreviation identifying the state PUC jurisdiction for this filing (e.g., CA, TX, NY). Null if the filing is exclusively with FERC. Used to apply state-specific regulatory accounting rules and tariff structures. | NARUC Utility Regulatory Policy; State PUC Filing Requirements
regulatory_compliance | rate_case_cost_study | jurisdiction_type | Filing Jurisdiction Type | STRING |  | state_puc¦ferc¦dual |  | Indicates whether this cost-of-service study is filed with a state Public Utility Commission (PUC), the Federal Energy Regulatory Commission (FERC), or both (dual jurisdiction). Determines applicable regulatory accounting standards and reporting requirements. | FERC Uniform System of Accounts; State PUC Filing Requirements
regulatory_compliance | rate_case_cost_study | om_expense_amount | Operations and Maintenance (O&M) Expense Amount | DECIMAL(18,2) | confidential |  |  | Total Operations and Maintenance (O&M) expense included in the revenue requirement for the test year, covering labor, materials, and contracted services for operating and maintaining generation, transmission, and distribution assets. Expressed in US dollars. | FERC Uniform System of Accounts Accounts 500-598; GAAP ASC 980
regulatory_compliance | rate_case_cost_study | pbr_target_included | Performance-Based Ratemaking (PBR) Target Included Flag | BOOLEAN |  |  |  | Indicates whether this cost-of-service study includes Performance-Based Ratemaking (PBR) performance targets or incentive mechanisms as part of the rate design. True if PBR metrics (e.g., SAIDI, SAIFI, customer satisfaction) are incorporated into the revenue requirement or rate structure. | State PUC PBR Orders; NARUC Utility Regulatory Policy
regulatory_compliance | rate_case_cost_study | prepared_by | Prepared By | STRING |  |  |  | Name or employee identifier of the regulatory analyst or financial professional responsible for preparing this cost-of-service study. Supports SOX accountability and regulatory filing certification requirements. This is the PARTY_REFERENCE for this TRANSACTION_HEADER entity. | SOX Section 302; FERC Rules of Practice and Procedure
regulatory_compliance | rate_case_cost_study | property_tax_expense_amount | Property Tax Expense Amount | DECIMAL(18,2) | confidential |  |  | Total property and other taxes (excluding income taxes) included in the revenue requirement for the test year. Expressed in US dollars. Corresponds to FERC Account 408.1. | FERC Uniform System of Accounts Account 408.1; GAAP ASC 980
regulatory_compliance | rate_case_cost_study | rate_base_amount | Rate Base Amount | DECIMAL(18,2) | confidential |  |  | Total rate base as determined in this cost-of-service study, representing the net investment on which the utility is entitled to earn a return. Includes net plant in service, working capital, and other allowable investments, less accumulated depreciation and deferred taxes. Expressed in US dollars. | FERC Uniform System of Accounts; NARUC Utility Regulatory Policy; GAAP ASC 980
regulatory_compliance | rate_case_cost_study | rate_case_cost_study_id | Rate Case Cost-of-Service Study ID | BIGINT |  |  |  | Unique surrogate identifier for the rate case cost-of-service study record in the Databricks Silver Layer. Primary key for this entity. | FERC Uniform System of Accounts; NARUC Utility Regulatory Policy | TRUE
regulatory_compliance | rate_case_cost_study | revenue_deficiency_amount | Revenue Deficiency (Surplus) Amount | DECIMAL(18,2) | confidential |  |  | Net difference between the total revenue requirement and existing revenues. A positive value indicates a revenue deficiency (rate increase needed); a negative value indicates a revenue surplus (rate decrease). Expressed in US dollars. This is the MONETARY_TRIPLET adjustment/net component. | FERC Uniform System of Accounts; NARUC Utility Regulatory Policy
regulatory_compliance | rate_case_cost_study | revenue_requirement_amount | Total Revenue Requirement Amount | DECIMAL(18,2) | confidential |  |  | Total revenue requirement calculated in this cost-of-service study, representing the total amount the utility is authorized to collect from customers to recover its costs and earn a fair return. Expressed in US dollars. This is the primary MONETARY_TRIPLET gross amount for this TRANSACTION_HEADER entity. | FERC Uniform System of Accounts; NARUC Utility Regulatory Policy; GAAP ASC 980
regulatory_compliance | rate_case_cost_study | settlement_reached | Settlement Reached Flag | BOOLEAN |  |  |  | Indicates whether the rate case associated with this cost-of-service study was resolved through a negotiated settlement agreement among the utility, regulatory staff, and intervening parties, rather than a fully litigated proceeding. | FERC Rules of Practice and Procedure 18 CFR Part 385; State PUC Settlement Procedures
regulatory_compliance | rate_case_cost_study | study_description | Study Description | STRING |  |  |  | Narrative description of the scope, purpose, and key assumptions of this cost-of-service study. Includes summary of major cost drivers, significant adjustments from prior rate case, and any unusual items requiring regulatory explanation. | FERC Rules of Practice and Procedure; NARUC Utility Regulatory Policy
regulatory_compliance | rate_case_cost_study | study_number | Cost-of-Service Study Number | STRING |  |  |  | Externally-known alphanumeric identifier assigned to this cost-of-service study, used in regulatory filings and cross-referenced in dockets. Typically formatted as a combination of jurisdiction code, year, and sequence (e.g., CA-GRC-2024-001). This is the BUSINESS_IDENTIFIER for this TRANSACTION_HEADER entity. | NARUC Utility Regulatory Policy; State PUC Filing Requirements
regulatory_compliance | rate_case_cost_study | study_type | Rate Case Cost Study Type | STRING |  | general_rate_case¦transmission_rate_case¦gas_rate_case¦distribution_rate_case¦limited_rate_case |  | Classification of the rate case type for which this cost-of-service study is prepared. Determines the applicable regulatory framework, tariff schedules, and cost allocation methodology. [ENUM-REF-CANDIDATE: general_rate_case¦transmission_rate_case¦gas_rate_case¦distribution_rate_case¦limited_rate_case — promote to reference product if additional types are needed] | FERC Order 888; NARUC Utility Regulatory Policy; State PUC Filing Requirements
regulatory_compliance | rate_case_cost_study | study_version | Study Version Number | INT |  |  |  | Version number of this cost-of-service study, incremented when the study is revised during the regulatory proceeding (e.g., in response to data requests, settlement negotiations, or updated actuals). Version 1 is the initial filing; subsequent versions reflect amendments. | FERC Rules of Practice and Procedure 18 CFR Part 385; State PUC Filing Requirements
regulatory_compliance | rate_case_cost_study | test_year_end_date | Test Year End Date | DATE |  |  |  | End date of the test year used as the basis for cost-of-service calculations. Together with test_year_start_date, defines the 12-month test period. May be historical (fully known actuals) or projected (future test year with estimates). | FERC Uniform System of Accounts; NARUC Utility Regulatory Policy
regulatory_compliance | rate_case_cost_study | test_year_start_date | Test Year Start Date | DATE |  |  |  | Start date of the test year (historical or projected) used as the basis for cost-of-service calculations. The test year is the 12-month period whose costs and revenues form the foundation of the revenue requirement determination. | FERC Uniform System of Accounts; NARUC Utility Regulatory Policy
regulatory_compliance | rate_case_cost_study | test_year_type | Test Year Type | STRING |  | historical¦projected¦hybrid |  | Indicates whether the test year is based on historical actuals, a projected future period, or a hybrid combining historical data with known and measurable adjustments. Affects the level of regulatory scrutiny and the types of adjustments permitted. | NARUC Utility Regulatory Policy; State PUC Filing Requirements
regulatory_compliance | rate_case_cost_study | updated_timestamp | Record Updated Timestamp | TIMESTAMP |  |  |  | Timestamp when this cost-of-service study record was last modified. Supports SOX audit trail and change management tracking. This is the RECORD_AUDIT_UPDATED for this TRANSACTION_HEADER entity. | SOX Section 404; GAAP ASC 980
regulatory_compliance | rate_case_cost_study | wacc_pct | Weighted Average Cost of Capital (WACC) Percentage | DECIMAL(7,4) | confidential |  |  | Weighted Average Cost of Capital (WACC) used to determine the overall allowed rate of return on rate base, blending the cost of debt and equity weighted by their respective proportions in the capital structure. Expressed as a decimal percentage (e.g., 7.2500 for 7.25%). | FERC Uniform System of Accounts; NARUC Utility Regulatory Policy; GAAP ASC 980
regulatory_compliance | rate_case_cost_study | working_capital_amount | Working Capital Amount | DECIMAL(18,2) | confidential |  |  | Working capital allowance included in rate base, representing the utility's investment in cash, materials, supplies, and prepayments needed to operate the business between billing cycles. Expressed in US dollars. | FERC Uniform System of Accounts; NARUC Utility Regulatory Policy
regulatory_compliance | regulatory_asset_entry | capex_project_id | Capital Expenditure (CAPEX) Project ID | BIGINT |  |  | finance.capex_project.capex_project_id | Reference to the capital project that originated this regulatory asset entry, linking the entry to the project authorization, budget, and work breakdown structure (WBS). | FERC Uniform System of Accounts
regulatory_compliance | regulatory_asset_entry | cost_center_id |  | BIGINT | internal |  | finance.cost_center.cost_center_id | FK to finance.cost_center
regulatory_compliance | regulatory_asset_entry | financial_period_id | Financial Period Id (Foreign Key) | BIGINT |  |  | finance.financial_period.financial_period_id | Foreign key linking to finance.financial_period. Business justification: regulatory_asset_entry has fiscal_year and fiscal_period attributes. financial_period is the master for fiscal periods. Normalizing this reference allows joining to get full period metadata. fiscal_ye | Internal - LLM Generated Cross-Domain Link
regulatory_compliance | regulatory_asset_entry | gl_account_id |  | BIGINT | internal |  | finance.gl_account.gl_account_id | FK to finance.gl_account
regulatory_compliance | regulatory_asset_entry | master_id | Fixed Asset ID | BIGINT |  |  | asset.master.master_id | Reference to the underlying fixed asset in the Enterprise Asset Management (EAM) system when this regulatory entry represents a specific capitalized asset or plant addition. | FERC Uniform System of Accounts
regulatory_compliance | regulatory_asset_entry | prior_period_regulatory_asset_entry_id |  | BIGINT | self_ref_fk |  | finance.regulatory_asset_entry.regulatory_asset_entry_id | Self-referencing FK on regulatory_asset_entry (prior_period_regulatory_asset_entry_id)
regulatory_compliance | regulatory_asset_entry | profit_center_id |  | BIGINT | internal |  | finance.profit_center.profit_center_id | FK to finance.profit_center
regulatory_compliance | regulatory_asset_entry | rate_case_id | Rate Case ID | BIGINT |  |  | regulatory.rate_case.rate_case_id | Reference to the rate case proceeding in which this regulatory asset or liability was approved for recovery or refund, linking the entry to the regulatory order and cost-of-service study. | FERC Uniform System of Accounts
regulatory_compliance | regulatory_asset_entry | accumulated_amortization | Accumulated Amortization Amount | DECIMAL(18,2) |  |  |  | Total cumulative amortization expense recognized to date for this regulatory asset or liability, representing the portion already recovered or refunded through customer rates. | FERC Uniform System of Accounts
regulatory_compliance | regulatory_asset_entry | afudc_amount | Allowance for Funds Used During Construction (AFUDC) Amount | DECIMAL(18,2) |  |  |  | Total AFUDC amount capitalized to this regulatory asset during the construction period, representing the financing cost component added to the asset base. | FERC Uniform System of Accounts
regulatory_compliance | regulatory_asset_entry | amortization_end_date | Amortization End Date | DATE |  |  |  | Scheduled date on which amortization of the regulatory asset or liability is expected to be fully completed, representing the end of the recovery or refund period. | FERC Uniform System of Accounts
regulatory_compliance | regulatory_asset_entry | amortization_method | Amortization Method | STRING |  | straight_line¦declining_balance¦units_of_production¦custom |  | Method used to calculate periodic amortization expense for the regulatory asset or liability, as prescribed by the regulatory commission or approved accounting policy. | FERC Uniform System of Accounts
regulatory_compliance | regulatory_asset_entry | amortization_period_months | Amortization Period in Months | INT |  |  |  | Total number of months over which the regulatory asset or liability is scheduled to be amortized, as approved by the regulatory commission in the rate case order. | FERC Uniform System of Accounts
regulatory_compliance | regulatory_asset_entry | amortization_start_date | Amortization Start Date | DATE |  |  |  | Date on which amortization of the regulatory asset or liability begins, marking the commencement of systematic recovery or refund through customer rates. | FERC Uniform System of Accounts
regulatory_compliance | regulatory_asset_entry | annual_amortization_amount | Annual Amortization Amount | DECIMAL(18,2) |  |  |  | Planned annual amortization expense for the regulatory asset or liability, representing the amount to be recovered or refunded each year through customer rates. | FERC Uniform System of Accounts
regulatory_compliance | regulatory_asset_entry | carrying_cost_amount | Carrying Cost Amount | DECIMAL(18,2) |  |  |  | Dollar amount of carrying costs accrued on the regulatory asset balance for the current period, representing the return component recoverable through rates in addition to amortization. | FERC Uniform System of Accounts
regulatory_compliance | regulatory_asset_entry | carrying_cost_rate | Carrying Cost Rate Percentage | DECIMAL(5,4) |  |  |  | Annual percentage rate applied to the unamortized balance of the regulatory asset to calculate carrying costs (return on investment), representing the weighted average cost of capital (WACC) or authorized rate of return. | FERC Uniform System of Accounts
regulatory_compliance | regulatory_asset_entry | ciac_amount | Contribution in Aid of Construction (CIAC) Amount | DECIMAL(18,2) |  |  |  | Dollar amount of customer or third-party contributions received to offset the cost of this regulatory asset, reducing the net amount included in rate base. | FERC Uniform System of Accounts
regulatory_compliance | regulatory_asset_entry | ciac_indicator | Contribution in Aid of Construction (CIAC) Indicator | BOOLEAN |  |  |  | Indicates whether this regulatory asset entry includes or is offset by Contribution in Aid of Construction (CIAC) amounts received from customers or third parties to fund capital improvements. | FERC Uniform System of Accounts
regulatory_compliance | regulatory_asset_entry | created_timestamp | Record Created Timestamp | TIMESTAMP |  |  |  | Timestamp when this regulatory asset entry record was first created in the financial system, supporting audit trail and data lineage tracking. | SOX Compliance
regulatory_compliance | regulatory_asset_entry | currency_code | Currency Code | STRING |  | USD |  | Three-letter ISO 4217 currency code for all monetary amounts in this entry. Utility operates in USD. | ISO 4217
regulatory_compliance | regulatory_asset_entry | current_balance | Current Regulatory Balance | DECIMAL(18,2) |  |  |  | Current unamortized balance of the regulatory asset or liability as of the reporting date, reflecting the remaining amount to be recovered or refunded through future rates. | FERC Uniform System of Accounts
regulatory_compliance | regulatory_asset_entry | effective_date | Regulatory Effective Date | DATE |  |  |  | Date on which the regulatory asset or liability becomes effective for rate recovery or refund purposes, as specified in the regulatory order or tariff filing. | FERC Uniform System of Accounts
regulatory_compliance | regulatory_asset_entry | entry_description | Regulatory Entry Description | STRING |  |  |  | Detailed narrative description of the regulatory asset or liability, explaining the nature of the deferred cost or obligation, the business justification, and the regulatory treatment approved by the commission. | FERC Uniform System of Accounts
regulatory_compliance | regulatory_asset_entry | entry_number | Regulatory Entry Number | STRING |  |  |  | Business identifier for the regulatory asset or liability entry, used for external reporting and cross-referencing in rate case filings and regulatory submissions. | FERC Uniform System of Accounts
regulatory_compliance | regulatory_asset_entry | entry_status | Regulatory Entry Status | STRING |  |  |  | Current lifecycle status of the regulatory asset or liability entry, tracking its progression from initial recording through amortization to retirement or transfer. [ENUM-REF-CANDIDATE: active¦pending_approval¦approved¦amortizing¦fully_amortized¦retired¦transferred — 7 candidates stripped; promote to reference product] | FERC Uniform System of Accounts
regulatory_compliance | regulatory_asset_entry | entry_type | Regulatory Entry Type | STRING |  | regulatory_asset¦regulatory_liability¦deferred_debit¦deferred_credit¦cwip¦plant_in_service |  | Classification of the regulatory accounting entry indicating whether it represents a regulatory asset, regulatory liability, deferred debit, deferred credit, construction work in progress (CWIP), or plant in service. | FERC Uniform System of Accounts
regulatory_compliance | regulatory_asset_entry | ferc_account_code | Federal Energy Regulatory Commission (FERC) Account Code | STRING |  |  |  | FERC Uniform System of Accounts code identifying the specific plant, asset, or regulatory account classification for this entry. Critical for regulatory reporting and rate case cost-of-service studies. | FERC Uniform System of Accounts
regulatory_compliance | regulatory_asset_entry | ferc_account_description | Federal Energy Regulatory Commission (FERC) Account Description | STRING |  |  |  | Full descriptive name of the FERC account code, providing human-readable context for the regulatory accounting classification. | FERC Uniform System of Accounts
regulatory_compliance | regulatory_asset_entry | fiscal_period | Fiscal Period | INT |  |  |  | Fiscal period (month or quarter) within the fiscal year for which this regulatory entry is reported, supporting period-level financial and regulatory reporting. | GAAP
regulatory_compliance | regulatory_asset_entry | fiscal_year | Fiscal Year | INT |  |  |  | Fiscal year in which this regulatory asset or liability entry was recognized or is being reported, aligning with the utility's financial reporting calendar. | GAAP
regulatory_compliance | regulatory_asset_entry | functional_class | Utility Functional Class | STRING |  | generation¦transmission¦distribution¦general |  | Functional classification of the regulatory asset or liability within utility operations, aligning with FERC functional cost categories for rate base allocation and cost-of-service studies. | FERC Uniform System of Accounts
regulatory_compliance | regulatory_asset_entry | is_afudc_eligible | Allowance for Funds Used During Construction (AFUDC) Eligible Flag | BOOLEAN |  |  |  | Indicates whether this regulatory asset is eligible for accrual of Allowance for Funds Used During Construction (AFUDC), representing the cost of capital during the construction period. | FERC Uniform System of Accounts
regulatory_compliance | regulatory_asset_entry | is_cwip_eligible | Construction Work in Progress (CWIP) Eligible Flag | BOOLEAN |  |  |  | Indicates whether this entry represents construction work in progress that is eligible for inclusion in rate base before the asset is placed in service, subject to regulatory approval. | FERC Uniform System of Accounts
regulatory_compliance | regulatory_asset_entry | is_rate_base_eligible | Rate Base Eligible Flag | BOOLEAN |  |  |  | Indicates whether this regulatory asset is eligible for inclusion in the rate base for calculation of allowed return on equity (ROE) and revenue requirement in rate case proceedings. | FERC Uniform System of Accounts
regulatory_compliance | regulatory_asset_entry | jurisdiction_state | Jurisdiction State Code | STRING |  |  |  | Two-letter state code identifying the specific state Public Utility Commission (PUC) jurisdiction for state-regulated regulatory assets and liabilities. | State PUC Regulations
regulatory_compliance | regulatory_asset_entry | original_amount | Original Regulatory Amount | DECIMAL(18,2) |  |  |  | Original dollar value of the regulatory asset or liability at the time of initial recognition, representing the total amount authorized for recovery or refund before any amortization. | FERC Uniform System of Accounts
regulatory_compliance | regulatory_asset_entry | recognition_date | Regulatory Recognition Date | DATE |  |  |  | Date on which the regulatory asset or liability was initially recognized in the regulatory accounting records, typically corresponding to the regulatory order or commission approval date. | FERC Uniform System of Accounts
regulatory_compliance | regulatory_asset_entry | regulatory_asset_entry_id | Regulatory Asset Entry ID | BIGINT |  |  |  | Unique identifier for the regulatory asset or liability entry in the regulatory asset base (RAB). Primary key for tracking individual regulatory accounting entries reported to PUCs and FERC. | FERC Uniform System of Accounts | TRUE
regulatory_compliance | regulatory_asset_entry | regulatory_jurisdiction | Regulatory Jurisdiction Type | STRING |  | federal¦state¦municipal |  | Level of regulatory authority governing this regulatory asset or liability entry, indicating whether it is subject to federal (FERC), state (PUC), or municipal oversight. | FERC and State PUC Regulations
regulatory_compliance | regulatory_asset_entry | regulatory_order_date | Regulatory Order Date | DATE |  |  |  | Date on which the regulatory commission issued the order authorizing this regulatory asset or liability, establishing the legal basis for rate recovery or refund. | FERC and State PUC Regulations
regulatory_compliance | regulatory_asset_entry | regulatory_order_number | Regulatory Order Number | STRING |  |  |  | Official order or docket number issued by the regulatory commission (FERC or state PUC) authorizing the recognition and recovery of this regulatory asset or liability. | FERC and State PUC Regulations
regulatory_compliance | regulatory_asset_entry | updated_timestamp | Record Updated Timestamp | TIMESTAMP |  |  |  | Timestamp when this regulatory asset entry record was last modified, supporting change tracking and audit compliance for regulatory accounting records. | SOX Compliance
regulatory_compliance | regulatory_asset_entry | utility_type | Utility Service Type | STRING |  | electric¦gas¦combined |  | Type of utility service to which this regulatory asset or liability applies, distinguishing between electric operations, gas operations, or combined utility functions. | FERC Uniform System of Accounts
regulatory_compliance | regulatory_asset_entry | wbs_element | Work Breakdown Structure (WBS) Element | STRING |  |  |  | Work breakdown structure element linking this regulatory entry to the originating capital project hierarchy for project cost tracking and CAPEX reporting. | Project Management Standards
regulatory_compliance | regulatory_deferral | cost_center_id | Cost Center Id (Foreign Key) | BIGINT |  |  | finance.cost_center.cost_center_id | Foreign key linking to finance.cost_center. Business justification: regulatory_deferral has cost_center_code attribute. cost_center is the master for cost centers. Normalizing this reference allows joining to get full cost center details (name, responsible_manager, fu | Internal - LLM Generated Cross-Domain Link
regulatory_compliance | regulatory_deferral | financial_period_id | Financial Period Id (Foreign Key) | BIGINT |  |  | finance.financial_period.financial_period_id | Foreign key linking to finance.financial_period. Business justification: regulatory_deferral has fiscal_year attribute. financial_period is the master for fiscal periods. Normalizing this reference allows joining to get full period metadata (period dates, status, etc.). fi | Internal - LLM Generated Cross-Domain Link
regulatory_compliance | regulatory_deferral | gl_account_id | Gl Account Id (Foreign Key) | BIGINT |  |  | finance.gl_account.gl_account_id | Foreign key linking to finance.gl_account. Business justification: regulatory_deferral has gl_account_code attribute. gl_account is the master for GL accounts. Normalizing this reference allows joining to get full account details (account_name, ferc_account_descripti | Internal - LLM Generated Cross-Domain Link
regulatory_compliance | regulatory_deferral | originating_regulatory_deferral_id |  | BIGINT | self_ref_fk |  | finance.regulatory_deferral.regulatory_deferral_id | Self-referencing FK on regulatory_deferral (originating_regulatory_deferral_id)
regulatory_compliance | regulatory_deferral | profit_center_id | Profit Center Id (Foreign Key) | BIGINT |  |  | finance.profit_center.profit_center_id | Foreign key linking to finance.profit_center. Business justification: regulatory_deferral has profit_center_code attribute. profit_center is the master for profit centers. Normalizing this reference allows joining to get full profit center details (name, responsible_man | Internal - LLM Generated Cross-Domain Link
regulatory_compliance | regulatory_deferral | rate_case_id | Rate Case Identifier (ID) | BIGINT |  |  | regulatory.rate_case.rate_case_id | Identifier of the rate case proceeding in which the regulatory deferral was authorized or is being sought for recovery or refund. | State PUC Rate Case Management
regulatory_compliance | regulatory_deferral | accumulated_carrying_charges | Accumulated Carrying Charges | DECIMAL(18,2) |  |  |  | Total carrying charges (interest) accumulated on the regulatory deferral balance to date, representing the time value of money on deferred costs or revenues. | ASC 980 Regulated Operations
regulatory_compliance | regulatory_deferral | accumulated_deferral_amount | Accumulated Deferral Amount | DECIMAL(18,2) |  |  |  | Total amount of costs or revenues accumulated in the regulatory deferral account to date, representing the gross balance before any amortization. | GAAP Financial Reporting Standards
regulatory_compliance | regulatory_deferral | amortization_method | Amortization Method | STRING |  | straight_line¦declining_balance¦units_of_production¦levelized¦custom |  | Method prescribed by the regulatory authority for amortizing the deferred amount over the recovery period, such as straight-line, declining balance, units of production, levelized, or custom regulatory-approved method. | FERC Uniform System of Accounts
regulatory_compliance | regulatory_deferral | amortization_period_years | Amortization Period (Years) | INT |  |  |  | Number of years over which the regulatory deferral is authorized to be amortized and recovered through customer rates or refunded to customers. | State PUC Rate Case Orders
regulatory_compliance | regulatory_deferral | annual_amortization_amount | Annual Amortization Amount | DECIMAL(18,2) |  |  |  | Planned annual amortization amount to be recovered or refunded each year based on the authorized amortization method and period. | FERC Form 1 Schedule 232
regulatory_compliance | regulatory_deferral | authorization_date | Authorization Date | DATE |  |  |  | Date on which the regulatory authority (PUC or FERC) authorized the deferral of costs or revenues for future rate recovery or refund. | FERC Order and PUC Rate Case Decisions
regulatory_compliance | regulatory_deferral | authorized_deferral_amount | Authorized Deferral Amount | DECIMAL(18,2) |  |  |  | Total amount authorized by the regulatory authority for deferral, representing the maximum cost or revenue that may be deferred for future rate recovery or refund. | FERC Uniform System of Accounts
regulatory_compliance | regulatory_deferral | carrying_charge_rate_pct | Carrying Charge Rate (Percent) | DECIMAL(5,4) |  |  |  | Annual percentage rate applied to the unamortized balance to calculate carrying charges (interest) on the regulatory deferral, typically based on the utility's weighted average cost of capital or a regulatory-approved rate. | FERC and PUC Rate Case Methodology
regulatory_compliance | regulatory_deferral | company_code | Company Code | STRING |  |  |  | Company code or legal entity identifier to which the regulatory deferral belongs, supporting multi-entity consolidated financial reporting. | GAAP Consolidation Standards
regulatory_compliance | regulatory_deferral | created_timestamp | Created Timestamp | TIMESTAMP |  |  |  | Timestamp when the regulatory deferral record was first created in the system, supporting audit trail and data lineage tracking. | Internal Data Governance Standards
regulatory_compliance | regulatory_deferral | currency_code | Currency Code | STRING |  | USD |  | Three-letter ISO 4217 currency code for all monetary amounts in the regulatory deferral record. Utility Company operates in USD. | ISO 4217 Currency Codes
regulatory_compliance | regulatory_deferral | deferral_category | Deferral Category | STRING |  |  |  | Specific category of the regulatory deferral such as storm cost, pension/OPEB, fuel adjustment clause under/over-recovery, environmental remediation, rate case expense, EDIT (Excess Deferred Income Taxes), demand-side management program costs, renewable energy program costs, or other regulatory-approved deferral categories. [ENUM-REF-CANDIDATE: storm_cost¦pension_opeb¦fuel_adjustment_clause¦environmental_remediation¦rate_case_expense¦edit¦dsm_program¦renewable_program¦transmission_upgrade¦distribution_upgrade¦other — promote to reference product] | FERC Form 1 Schedule 232 and 254
regulatory_compliance | regulatory_deferral | deferral_description | Deferral Description | STRING |  |  |  | Detailed business description of the regulatory deferral, including the nature of the deferred costs or revenues, the business justification, and the regulatory authorization basis. | Internal Regulatory Accounting Policy
regulatory_compliance | regulatory_deferral | deferral_number | Deferral Number | STRING |  |  |  | Business identifier or tracking number assigned to the regulatory deferral for external reference and regulatory reporting. | FERC Uniform System of Accounts
regulatory_compliance | regulatory_deferral | deferral_status | Deferral Status | STRING |  | pending_approval¦approved¦active¦fully_amortized¦terminated¦suspended |  | Current lifecycle status of the regulatory deferral indicating whether it is pending regulatory approval, approved and active, fully amortized, terminated, or suspended. | State Public Utility Commission (PUC) Accounting Standards
regulatory_compliance | regulatory_deferral | deferral_type | Deferral Type | STRING |  | regulatory_asset¦regulatory_liability |  | Classification of the deferral as either a regulatory asset (costs deferred for future recovery) or regulatory liability (revenues deferred for future refund to customers). | ASC 980-340 Regulated Operations - Other Assets and Deferred Costs
regulatory_compliance | regulatory_deferral | effective_end_date | Effective End Date | DATE |  |  |  | Date on which the regulatory deferral is scheduled to be fully amortized or terminated. Nullable for deferrals with indefinite recovery periods pending future rate proceedings. | ASC 980 Regulated Operations
regulatory_compliance | regulatory_deferral | effective_start_date | Effective Start Date | DATE |  |  |  | Date from which the regulatory deferral becomes effective and begins accumulating deferred amounts or commencing amortization. | ASC 980 Regulated Operations
regulatory_compliance | regulatory_deferral | ferc_account_code | Federal Energy Regulatory Commission (FERC) Account Code | STRING |  |  |  | FERC Uniform System of Accounts code for the regulatory deferral, typically Account 182.3 (Other Regulatory Assets) or Account 254 (Other Regulatory Liabilities). | FERC Uniform System of Accounts
regulatory_compliance | regulatory_deferral | fiscal_year | Fiscal Year | INT |  |  |  | Fiscal year in which the regulatory deferral was established or is currently being amortized, supporting period-based financial reporting and analysis. | GAAP Fiscal Period Standards
regulatory_compliance | regulatory_deferral | functional_class | Functional Class | STRING |  | generation¦transmission¦distribution¦customer_service¦administrative |  | Functional classification of the regulatory deferral indicating whether it relates to generation, transmission, distribution, customer service, or administrative and general operations. | FERC Uniform System of Accounts
regulatory_compliance | regulatory_deferral | is_ferc_reportable | Federal Energy Regulatory Commission (FERC) Reportable Flag | BOOLEAN |  |  |  | Boolean flag indicating whether the regulatory deferral must be reported on FERC Form 1 Schedules 232 (Regulatory Assets) or 254 (Regulatory Liabilities). | FERC Form 1 Reporting Requirements
regulatory_compliance | regulatory_deferral | is_rate_base_eligible | Rate Base Eligible Flag | BOOLEAN |  |  |  | Boolean flag indicating whether the regulatory deferral balance is included in the utility's rate base for purposes of calculating allowed return on equity (ROE) and revenue requirement. | FERC and PUC Rate Base Methodology
regulatory_compliance | regulatory_deferral | is_sox_relevant | Sarbanes-Oxley Act (SOX) Relevant Flag | BOOLEAN |  |  |  | Boolean flag indicating whether the regulatory deferral is subject to Sarbanes-Oxley Act internal control and audit requirements due to materiality or financial statement impact. | Sarbanes-Oxley Act Section 404
regulatory_compliance | regulatory_deferral | notes | Notes | STRING |  |  |  | Additional notes, comments, or special instructions related to the regulatory deferral, including any regulatory conditions, audit findings, or management commentary. | Internal Documentation Standards
regulatory_compliance | regulatory_deferral | puc_authorization_reference | Public Utility Commission (PUC) Authorization Reference | STRING |  |  |  | Reference number or citation of the PUC order, rate case docket, or FERC order that authorized the regulatory deferral. | State PUC Rate Case Orders
regulatory_compliance | regulatory_deferral | recovery_mechanism | Recovery Mechanism | STRING |  |  |  | Description of the rate mechanism through which the regulatory deferral will be recovered from or refunded to customers, such as base rates, rider, surcharge, fuel adjustment clause, or other regulatory-approved mechanism. | State PUC Rate Design Standards
regulatory_compliance | regulatory_deferral | regulatory_deferral_id | Regulatory Deferral Identifier (ID) | BIGINT |  |  |  | Unique identifier for the regulatory deferral record. Primary key for the regulatory deferral master table. | ASC 980 Regulated Operations | TRUE
regulatory_compliance | regulatory_deferral | regulatory_jurisdiction | Regulatory Jurisdiction | STRING |  |  |  | State or federal regulatory jurisdiction under which the deferral was authorized, such as state PUC code or FERC for interstate transmission. | NARUC Uniform System of Accounts
regulatory_compliance | regulatory_deferral | source_system | Source System | STRING |  |  |  | Identifier of the source system from which the regulatory deferral record originated, typically the ERP financial system or regulatory accounting system. | Internal Data Integration Standards
regulatory_compliance | regulatory_deferral | unamortized_balance | Unamortized Balance | DECIMAL(18,2) |  |  |  | Remaining balance of the regulatory deferral that has not yet been amortized or recovered through rates, representing the current carrying value on the balance sheet. | ASC 980-340 Regulated Operations - Other Assets and Deferred Costs
regulatory_compliance | regulatory_deferral | updated_timestamp | Updated Timestamp | TIMESTAMP |  |  |  | Timestamp when the regulatory deferral record was last modified, supporting change tracking and audit trail requirements. | Internal Data Governance Standards
regulatory_compliance | regulatory_deferral | utility_type | Utility Type | STRING |  | electric¦gas¦combined |  | Type of utility service to which the regulatory deferral applies: electric, gas, or combined electric and gas operations. | FERC and State PUC Jurisdictional Classification
regulatory_compliance | tax_provision | financial_period_id | Financial Period Id (Foreign Key) | BIGINT |  |  | finance.financial_period.financial_period_id | Foreign key linking to finance.financial_period. Business justification: tax_provision has fiscal_year and fiscal_period attributes. financial_period is the master for fiscal periods. Normalizing this reference allows joining to get full period metadata. fiscal_year and fi | Internal - LLM Generated Cross-Domain Link
regulatory_compliance | tax_provision | prior_period_tax_provision_id |  | BIGINT | self_ref_fk |  | finance.tax_provision.tax_provision_id | Self-referencing FK on tax_provision (prior_period_tax_provision_id)
regulatory_compliance | tax_provision | rate_case_id | Rate Case ID | BIGINT |  |  | regulatory.rate_case.rate_case_id | Foreign key reference to the associated rate case cost study if this provision is part of test year calculations for a regulatory rate filing. | Internal Data Management Standard
regulatory_compliance | tax_provision | adit_accelerated_depreciation | ADIT (Accumulated Deferred Income Taxes) - Accelerated Depreciation | DECIMAL(18,2) |  |  |  | Component of ADIT balance attributable to timing differences from accelerated tax depreciation methods versus book depreciation, the largest ADIT category for utilities. | FERC Form 1 Schedule 272
regulatory_compliance | tax_provision | adit_balance | Accumulated Deferred Income Taxes (ADIT) Balance | DECIMAL(18,2) |  |  |  | Cumulative balance of Accumulated Deferred Income Taxes at the end of the provision period, representing the net deferred tax liability or asset position that directly reduces rate base in regulatory accounting. | FERC Form 1 Schedule 272
regulatory_compliance | tax_provision | adit_pension_obligations | ADIT (Accumulated Deferred Income Taxes) - Pension Obligations | DECIMAL(18,2) |  |  |  | Component of ADIT balance attributable to timing differences from pension and other post-retirement benefit obligations where book and tax recognition timing differs. | FERC Form 1 Schedule 272
regulatory_compliance | tax_provision | adit_regulatory_liabilities | ADIT (Accumulated Deferred Income Taxes) - Regulatory Liabilities | DECIMAL(18,2) |  |  |  | Component of ADIT balance attributable to regulatory liabilities and deferred revenue items that create temporary differences between book and tax treatment. | FERC Form 1 Schedule 272
regulatory_compliance | tax_provision | adit_storm_cost_deferrals | ADIT (Accumulated Deferred Income Taxes) - Storm Cost Deferrals | DECIMAL(18,2) |  |  |  | Component of ADIT balance attributable to deferred storm restoration costs and other extraordinary event deferrals that create temporary differences. | FERC Form 1 Schedule 272
regulatory_compliance | tax_provision | approval_timestamp | Approval Timestamp | TIMESTAMP |  |  |  | Date and time when this tax provision was formally approved for posting, establishing the audit trail for SOX compliance. | SOX Internal Controls
regulatory_compliance | tax_provision | approved_by | Approved By | STRING |  |  |  | Name or identifier of the authorized approver who signed off on this tax provision for posting to the general ledger. | SOX Internal Controls
regulatory_compliance | tax_provision | created_timestamp | Created Timestamp | TIMESTAMP |  |  |  | Date and time when this tax provision record was first created in the system. | Internal Data Management Standard
regulatory_compliance | tax_provision | currency_code | Currency Code | STRING |  | USD |  | Three-letter ISO 4217 currency code for all monetary amounts in this provision record, typically USD for U.S. utilities. | ISO 4217
regulatory_compliance | tax_provision | current_federal_tax_expense | Current Federal Tax Expense | DECIMAL(18,2) |  |  |  | Current period federal income tax expense calculated on taxable income for the provision period, representing taxes payable to the federal government in the current year. | Internal Revenue Code
regulatory_compliance | tax_provision | current_state_tax_expense | Current State Tax Expense | DECIMAL(18,2) |  |  |  | Current period state income tax expense calculated on taxable income for the provision period, representing taxes payable to state jurisdictions in the current year. | State Tax Codes
regulatory_compliance | tax_provision | deferred_federal_tax_expense | Deferred Federal Tax Expense | DECIMAL(18,2) |  |  |  | Deferred federal income tax expense arising from temporary differences between book and tax accounting, representing future tax consequences of events recognized in financial statements. | GAAP ASC 740
regulatory_compliance | tax_provision | deferred_state_tax_expense | Deferred State Tax Expense | DECIMAL(18,2) |  |  |  | Deferred state income tax expense arising from temporary differences between book and tax accounting at the state jurisdiction level. | GAAP ASC 740
regulatory_compliance | tax_provision | edit_amortization_amount | EDIT (Excess Deferred Income Taxes) Amortization Amount | DECIMAL(18,2) |  |  |  | Amount of Excess Deferred Income Taxes amortized during the provision period, flowing back to customers through reduced rates or regulatory liability accounts. | Tax Cuts and Jobs Act (TCJA)
regulatory_compliance | tax_provision | edit_protected_balance | EDIT (Excess Deferred Income Taxes) Protected Balance | DECIMAL(18,2) |  |  |  | Protected portion of Excess Deferred Income Taxes related to public utility property that must be amortized using Average Rate Assumption Method (ARAM) per IRS normalization requirements. | IRS Normalization Rules
regulatory_compliance | tax_provision | edit_unprotected_balance | EDIT (Excess Deferred Income Taxes) Unprotected Balance | DECIMAL(18,2) |  |  |  | Unprotected portion of Excess Deferred Income Taxes not subject to IRS normalization rules, which can be amortized more quickly to benefit customers. | IRS Normalization Rules
regulatory_compliance | tax_provision | effective_tax_rate_pct | Effective Tax Rate Percentage | DECIMAL(5,2) |  |  |  | Effective tax rate percentage calculated as total tax expense divided by pre-tax book income, used for financial statement disclosure and rate case analysis. | GAAP ASC 740
regulatory_compliance | tax_provision | excess_deferred_income_taxes | Excess Deferred Income Taxes (EDIT) | DECIMAL(18,2) |  |  |  | Excess Deferred Income Taxes balance resulting from the Tax Cuts and Jobs Act (TCJA) federal rate reduction from 35% to 21%, requiring amortization back to customers per IRS normalization rules. | Tax Cuts and Jobs Act (TCJA)
regulatory_compliance | tax_provision | federal_tax_jurisdiction | Federal Tax Jurisdiction | STRING |  |  |  | Federal tax jurisdiction code or identifier, typically IRS or federal tax authority reference for the provision calculation. | Internal Revenue Code
regulatory_compliance | tax_provision | fiscal_period | Fiscal Period | INT |  |  |  | Fiscal period number within the fiscal year (1-12 for monthly, 1-4 for quarterly) to which this tax provision applies. | FERC Uniform System of Accounts
regulatory_compliance | tax_provision | fiscal_year | Fiscal Year | INT |  |  |  | Fiscal year to which this tax provision applies, used for regulatory reporting and financial statement preparation. | FERC Uniform System of Accounts
regulatory_compliance | tax_provision | itc_amortization_amount | Investment Tax Credit (ITC) Amortization Amount | DECIMAL(18,2) |  |  |  | Amount of Investment Tax Credit amortized during the provision period, representing the systematic recognition of ITC benefits over the life of qualifying renewable energy or other eligible assets per IRS normalization rules. | IRS Normalization Rules
regulatory_compliance | tax_provision | itc_unamortized_balance | Investment Tax Credit (ITC) Unamortized Balance | DECIMAL(18,2) |  |  |  | Remaining unamortized balance of Investment Tax Credits at the end of the provision period, representing future tax benefits to be recognized over the remaining asset life. | IRS Normalization Rules
regulatory_compliance | tax_provision | permanent_difference_amount | Permanent Difference Amount | DECIMAL(18,2) |  |  |  | Total permanent differences between book and tax income that will never reverse, such as non-deductible expenses, tax-exempt income, and meals and entertainment disallowances. | GAAP ASC 740
regulatory_compliance | tax_provision | pre_tax_book_income | Pre-Tax Book Income | DECIMAL(18,2) |  |  |  | Pre-tax book income for the provision period per GAAP financial statements, serving as the starting point for the tax provision calculation and effective rate reconciliation. | GAAP
regulatory_compliance | tax_provision | prepared_by | Prepared By | STRING |  |  |  | Name or identifier of the tax professional or system user who prepared this tax provision calculation. | SOX Internal Controls
regulatory_compliance | tax_provision | provision_number | Tax Provision Number | STRING |  |  |  | Business identifier for the tax provision record, typically following a sequential or period-based numbering scheme for external reference and audit trail purposes. | FERC Uniform System of Accounts
regulatory_compliance | tax_provision | provision_period_end_date | Tax Provision Period End Date | DATE |  |  |  | End date of the period covered by this tax provision calculation, typically the last day of a fiscal quarter or year. | GAAP ASC 740
regulatory_compliance | tax_provision | provision_period_start_date | Tax Provision Period Start Date | DATE |  |  |  | Start date of the period covered by this tax provision calculation, typically the first day of a fiscal quarter or year. | GAAP ASC 740
regulatory_compliance | tax_provision | provision_status | Tax Provision Status | STRING |  | draft¦submitted¦approved¦posted¦adjusted¦closed |  | Current lifecycle status of the tax provision record indicating its stage in the approval and posting workflow. | Internal Financial Controls Framework
regulatory_compliance | tax_provision | provision_type | Tax Provision Type | STRING |  | quarterly¦annual¦interim¦amended¦true-up |  | Classification of the tax provision indicating whether it is a regular quarterly provision, annual provision, interim adjustment, amended filing, or year-end true-up calculation. | GAAP ASC 740
regulatory_compliance | tax_provision | rate_base_adit_offset | Rate Base ADIT (Accumulated Deferred Income Taxes) Offset | DECIMAL(18,2) |  |  |  | ADIT amount used to reduce rate base in regulatory ratemaking, representing zero-cost capital that reduces the utility's investment base for return calculation purposes. | FERC Uniform System of Accounts
regulatory_compliance | tax_provision | rate_case_test_year_flag | Rate Case Test Year Flag | BOOLEAN |  |  |  | Boolean indicator identifying whether this provision period is part of a rate case test year, requiring special normalization and adjustment procedures for regulatory filings. | FERC Uniform System of Accounts
regulatory_compliance | tax_provision | reviewed_by | Reviewed By | STRING |  |  |  | Name or identifier of the senior tax professional or manager who reviewed and validated this tax provision calculation. | SOX Internal Controls
regulatory_compliance | tax_provision | state_tax_jurisdiction | State Tax Jurisdiction | STRING |  |  |  | State tax jurisdiction code or abbreviation identifying the primary state tax authority for this provision, critical for multi-state utilities with apportionment requirements. | State Tax Codes
regulatory_compliance | tax_provision | statutory_federal_tax_rate_pct | Statutory Federal Tax Rate Percentage | DECIMAL(5,2) |  |  |  | Statutory federal income tax rate percentage in effect for the provision period, currently 21% post-TCJA, used as the baseline for effective rate reconciliation. | Internal Revenue Code
regulatory_compliance | tax_provision | statutory_state_tax_rate_pct | Statutory State Tax Rate Percentage | DECIMAL(5,2) |  |  |  | Statutory state income tax rate percentage in effect for the provision period in the primary state jurisdiction, used for state tax expense calculation. | State Tax Codes
regulatory_compliance | tax_provision | tax_provision_id | Tax Provision ID | BIGINT |  |  |  | Unique identifier for the tax provision record. Primary key. | Internal Data Management Standard | TRUE
regulatory_compliance | tax_provision | taxable_income | Taxable Income | DECIMAL(18,2) |  |  |  | Taxable income calculated per Internal Revenue Code for the provision period, after adjusting book income for permanent and temporary differences. | Internal Revenue Code
regulatory_compliance | tax_provision | temporary_difference_amount | Temporary Difference Amount | DECIMAL(18,2) |  |  |  | Total temporary differences between book and tax income that will reverse in future periods, giving rise to deferred tax assets or liabilities. | GAAP ASC 740
regulatory_compliance | tax_provision | total_tax_expense | Total Tax Expense | DECIMAL(18,2) |  |  |  | Total income tax expense for the provision period, calculated as the sum of current and deferred federal and state tax expenses. | GAAP ASC 740
regulatory_compliance | tax_provision | uncertain_tax_position_reserve | Uncertain Tax Position Reserve | DECIMAL(18,2) |  |  |  | Reserve established for uncertain tax positions under FIN 48 (ASC 740-10) where the utility has taken a tax position that may not be sustained upon examination by tax authorities. | GAAP ASC 740-10 (FIN 48)
regulatory_compliance | tax_provision | updated_timestamp | Updated Timestamp | TIMESTAMP |  |  |  | Date and time when this tax provision record was last modified, supporting audit trail and change tracking requirements. | Internal Data Management Standard
regulatory_compliance | tax_provision | valuation_allowance | Valuation Allowance | DECIMAL(18,2) |  |  |  | Valuation allowance established against deferred tax assets when it is more likely than not that some portion will not be realized, per GAAP ASC 740 guidance. | GAAP ASC 740

## regulatory
subdomain | product | attribute | business_glossary_term | type | tags | value_regex | foreign_key_to | description | reference | is_primary_key | llm_fk_skip | llm_fk_skip_reason
obligation_tracking | compliance_event | compliance_obligation_id | Compliance Obligation ID | BIGINT |  |  | regulatory.compliance_obligation.compliance_obligation_id | Reference to the parent compliance obligation that this event fulfills, violates, or documents. Links the event to the specific regulatory requirement being tracked. | NERC Reliability Standards; FERC Compliance Program; EPA Compliance Assurance
obligation_tracking | compliance_event | corrective_action_plan_id | Corrective Action Plan (CAP) ID | BIGINT |  |  | regulatory.corrective_action_plan.corrective_action_plan_id | Reference to the corrective action plan (CAP) associated with this compliance event, applicable when the event type is a violation, audit finding, or deficiency requiring remediation. | NERC Compliance Monitoring and Enforcement Program (CMEP); EPA Compliance Assurance
obligation_tracking | compliance_event | cost_center_id | Cost Center Id (Foreign Key) | BIGINT |  |  | finance.cost_center.cost_center_id | Foreign key linking to finance.cost_center. Business justification: Compliance events incur costs (penalties, remediation, legal fees) charged to specific cost centers. Finance allocates compliance expenses to responsible cost centers for budget tracking, variance ana | Internal - LLM Generated Cross-Domain Link
obligation_tracking | compliance_event | docket_id | Regulatory Docket ID | BIGINT |  |  | regulatory.docket.docket_id | Reference to the regulatory docket or proceeding associated with this compliance event, such as a FERC docket, PUC proceeding, or NERC enforcement action. | FERC Rules of Practice and Procedure; State PUC Procedural Rules
obligation_tracking | compliance_event | master_id | Asset ID | BIGINT |  |  | asset.master.master_id | Reference to the specific generation, transmission, or distribution asset (e.g., generator unit, transmission line, substation, gas pipeline segment) associated with this compliance event. Links to the asset management system (Oracle WAM or IBM Maximo) for asset-level compliance tracking. | NERC Reliability Standards; FERC OATT; PHMSA Pipeline Safety Regulations
obligation_tracking | compliance_event | responsible_employee_id | Responsible Employee ID | BIGINT | confidential,pii |  | workforce.employee.employee_id | Reference to the employee or compliance officer designated as the accountable party for this compliance event. Links to the workforce/HR system (SuccessFactors or Workday) for personnel accountability and regulatory contact identification. | Internal Compliance Management Procedures; NERC CMEP
obligation_tracking | compliance_event | closed_indicator | Compliance Event Closed Indicator | BOOLEAN |  |  |  | Indicates whether this compliance event has been formally closed by the regulatory authority or internal compliance function. True = closed/resolved with no further action required; False = open and active. Supports compliance dashboard reporting and open-item tracking. | NERC CMEP; FERC Compliance Program; EPA Compliance Assurance
obligation_tracking | compliance_event | closure_date | Compliance Event Closure Date | DATE |  |  |  | Date on which this compliance event was formally closed by the regulatory authority or internal compliance function. Null if the event remains open. Used for compliance lifecycle reporting and regulatory audit trail documentation. | NERC CMEP; FERC Compliance Program; EPA Compliance Assurance; State PUC Enforcement Rules
obligation_tracking | compliance_event | completion_date | Compliance Event Completion Date | DATE |  |  |  | Date on which the compliance event was fully completed — e.g., evidence successfully submitted, corrective action verified as complete, or penalty paid. Null if the event is still in progress. Used to assess timeliness against due_date. | NERC CMEP; FERC Compliance Program; EPA Compliance Assurance
obligation_tracking | compliance_event | compliance_domain | Compliance Domain | STRING |  |  |  | High-level regulatory domain to which this compliance event belongs. reliability = NERC bulk electric system reliability; environmental = EPA GHG/emissions; market = FERC wholesale market rules; safety = OSHA/PHMSA worker and pipeline safety; tariff = OATT/tariff compliance; rate_case = PUC rate proceeding; gas_pipeline = PHMSA gas distribution/transmission; financial = SOX/GAAP financial reporting. [ENUM-REF-CANDIDATE: reliability¦environmental¦market¦safety¦tariff¦rate_case¦gas_pipeline¦financial — promote to reference product] | NERC; FERC; EPA; PHMSA; OSHA; State PUC; SOX
obligation_tracking | compliance_event | compliance_event_id | Compliance Event ID | BIGINT |  |  |  | Unique surrogate identifier for each compliance event record in the regulatory domain. Primary key for the compliance_event data product. | Internal Data Governance Standard | TRUE
obligation_tracking | compliance_event | compliance_status | Compliance Status | STRING |  | compliant¦deficient¦remediated¦under_review¦pending |  | Current compliance standing for this event. compliant = obligation met; deficient = obligation not met or violation identified; remediated = deficiency corrected and verified; under_review = regulator or internal team evaluating status; pending = awaiting evidence or determination. | NERC CMEP; FERC Compliance Program; EPA Compliance Assurance; State PUC Enforcement Rules
obligation_tracking | compliance_event | created_timestamp | Record Created Timestamp | TIMESTAMP |  |  |  | Timestamp when this compliance event record was first created in the system, including timezone offset. Supports audit trail requirements and Silver layer data lineage tracking in the Databricks Lakehouse. | SOX Section 404; Internal Data Governance Standard
obligation_tracking | compliance_event | due_date | Compliance Due Date | DATE |  |  |  | Regulatory or internal deadline by which this compliance event must be completed — e.g., the filing deadline for evidence submission, the deadline for corrective action completion, or the response deadline for a violation notice. Critical for compliance calendar management. | NERC CMEP; FERC Rules of Practice and Procedure; State PUC Procedural Rules; EPA Compliance Assurance
obligation_tracking | compliance_event | emission_quantity | Emission Quantity | DECIMAL(18,4) |  |  |  | Quantity of regulated emissions associated with this compliance event, expressed in the applicable unit (tons, metric tons CO2e, MCF). Used for EPA GHG reporting compliance verification and environmental penalty calculations under the Clean Air Act. | EPA 40 CFR Part 75; EPA GHG Reporting Rule (40 CFR Part 98); Clean Air Act
obligation_tracking | compliance_event | emission_quantity_unit | Emission Quantity Unit of Measure | STRING |  | short_tons¦metric_tons_co2e¦MCF¦MWh |  | Unit of measure for the emission_quantity field. short_tons = US short tons; metric_tons_co2e = metric tons CO2 equivalent (standard GHG reporting unit); MCF = thousand cubic feet (gas); MWh = megawatt-hours (for heat rate compliance). | EPA 40 CFR Part 75; EPA GHG Reporting Rule (40 CFR Part 98)
obligation_tracking | compliance_event | event_date | Compliance Event Date | DATE |  |  |  | The principal real-world date on which the compliance event occurred — e.g., the date evidence was submitted, the date a violation was identified, the date a self-report was filed, or the date an audit finding was issued. Distinct from record audit timestamps. | NERC CMEP; FERC Rules of Practice and Procedure; EPA Compliance Assurance
obligation_tracking | compliance_event | event_description | Compliance Event Description | STRING |  |  |  | Narrative description of the compliance event, including the nature of the activity, the specific non-compliance condition identified, or the evidence submitted. Provides the human-readable context required for regulatory filings, audit documentation, and internal compliance reporting. | NERC CMEP; FERC Compliance Program; EPA Compliance Assurance; State PUC Enforcement Rules
obligation_tracking | compliance_event | event_number | Compliance Event Number | STRING |  |  |  | Externally-known alphanumeric identifier assigned to this compliance event, used in regulatory correspondence, audit trails, and submissions to NERC, FERC, EPA, or PUC. Example: CE-2024-00123. | NERC CMEP; FERC Compliance Program; Internal Compliance Management Procedures
obligation_tracking | compliance_event | event_timestamp | Compliance Event Timestamp | TIMESTAMP |  |  |  | Precise date and time the compliance event occurred or was recorded, including timezone offset. Used for exact sequencing of events within a compliance lifecycle, particularly for NERC real-time reliability events and FERC market compliance incidents. | NERC Reliability Standards; FERC Compliance Program
obligation_tracking | compliance_event | event_type | Compliance Event Type | STRING |  | evidence_submission¦self_report¦violation_notice¦corrective_action¦audit_finding¦penalty_assessment |  | Classification of the compliance activity represented by this event. Values: evidence_submission (documentation submitted to regulator), self_report (voluntary self-disclosure of non-compliance), violation_notice (formal notice received from regulator), corrective_action (remediation activity undertaken), audit_finding (finding from regulatory or internal audit), penalty_assessment (monetary or operational penalty levied). | NERC CMEP; FERC Compliance Program; EPA Enforcement Policy; State PUC Enforcement Rules
obligation_tracking | compliance_event | evidence_reference | Evidence Reference | STRING |  |  |  | Document identifier, file path, or external system reference pointing to the evidence package submitted or associated with this compliance event. Examples: document management system ID, NERC COMS submission reference, EPA CDX submission ID, or SharePoint document URL. | NERC COMS (Compliance Operations and Monitoring System); EPA CDX (Central Data Exchange); FERC eFiling
obligation_tracking | compliance_event | facility_name | Facility Name | STRING |  |  |  | Name of the generation plant, substation, transmission facility, or gas distribution facility associated with this compliance event. Provides human-readable facility context for regulatory reporting and audit documentation. | NERC Reliability Standards; EPA Facility Registry; FERC OATT
obligation_tracking | compliance_event | ghg_emission_type | Greenhouse Gas (GHG) / Emission Type | STRING |  | CO2¦CH4¦N2O¦SF6¦NOx¦SOx |  | Type of greenhouse gas or regulated air emission associated with this compliance event, applicable for EPA environmental compliance events. CO2 = carbon dioxide; CH4 = methane; N2O = nitrous oxide; SF6 = sulfur hexafluoride (electrical equipment); NOx = nitrogen oxides; SOx = sulfur oxides. | EPA 40 CFR Part 75; EPA GHG Reporting Rule (40 CFR Part 98); Clean Air Act
obligation_tracking | compliance_event | jurisdiction_state | Jurisdiction State | STRING |  | '^[A-Z]{2}$ |  | Two-letter US state code identifying the state regulatory jurisdiction applicable to this compliance event. Relevant for PUC-regulated activities. Null for federal-only events (FERC, NERC, EPA). | State PUC Jurisdictional Rules; NARUC
obligation_tracking | compliance_event | nerc_region | NERC Regional Entity | STRING |  |  |  | The NERC Regional Entity (RE) with compliance monitoring and enforcement authority over this event. Examples: WECC (Western Electricity Coordinating Council), SERC, RFC, MRO, NPCC, TRE. Applicable for NERC reliability compliance events. Null for non-NERC events. | NERC Reliability Standards; NERC CMEP; NERC Regional Entity Delegation Agreements
obligation_tracking | compliance_event | penalty_amount | Penalty Amount (USD) | DECIMAL(18,2) | confidential |  |  | Monetary penalty assessed against the utility for this compliance event, denominated in US dollars. Applicable when event_type is penalty_assessment. Includes NERC Notice of Penalty (NOP) amounts, EPA civil penalties, FERC civil penalties, and PUC-imposed fines. Zero if no penalty was assessed. | NERC CMEP; FERC Civil Penalty Policy; EPA Civil Penalty Policy; State PUC Enforcement Rules
obligation_tracking | compliance_event | penalty_paid_date | Penalty Paid Date | DATE |  |  |  | Date on which the assessed penalty was remitted to the regulatory authority. Null if penalty has not been paid or no penalty was assessed. Used for financial reconciliation and regulatory closure confirmation. | NERC CMEP; FERC Civil Penalty Policy; EPA Civil Penalty Policy
obligation_tracking | compliance_event | penalty_paid_indicator | Penalty Paid Indicator | BOOLEAN |  |  |  | Indicates whether the assessed penalty has been paid to the regulatory authority. True = penalty paid; False = penalty outstanding or not yet assessed. Applicable only when penalty_amount is greater than zero. | NERC CMEP; FERC Civil Penalty Policy; EPA Civil Penalty Policy
obligation_tracking | compliance_event | recurrence_indicator | Recurrence Indicator | BOOLEAN |  |  |  | Indicates whether this compliance event represents a repeat or recurring violation of the same regulatory standard. True = recurrence; False = first occurrence. Recurrence is an aggravating factor in NERC CMEP and EPA penalty determinations. | NERC CMEP; EPA Civil Penalty Policy; FERC Compliance Program
obligation_tracking | compliance_event | regulator_case_number | Regulator Case Number | STRING |  |  |  | The case, docket, or tracking number assigned by the regulatory authority (NERC, FERC, EPA, PUC) to this compliance event or associated enforcement action. Used for cross-referencing with regulator records and official correspondence. | NERC CMEP; FERC Rules of Practice and Procedure; EPA Enforcement Docket; State PUC Docket System
obligation_tracking | compliance_event | regulator_response_notes | Regulator Response Notes | STRING |  |  |  | Notes or summary of the regulatory authority's response to this compliance event, including acceptance of evidence, issuance of a Notice of Penalty (NOP), approval of a corrective action plan, or closure of the enforcement action. Captures key communications from NERC, FERC, EPA, or PUC. | NERC CMEP; FERC Compliance Program; EPA Enforcement Policy; State PUC Enforcement Rules
obligation_tracking | compliance_event | regulatory_body | Regulatory Body | STRING |  |  |  | The governing regulatory authority to which this compliance event pertains. Identifies the jurisdiction and oversight body: NERC (reliability), FERC (wholesale markets/transmission), EPA (environmental), PUC (state retail regulation), PHMSA (gas pipeline safety), OSHA (worker safety), DOE (federal energy policy), NARUC (state commission coordination). [ENUM-REF-CANDIDATE: NERC¦FERC¦EPA¦PUC¦PHMSA¦OSHA¦DOE¦NARUC — 8 candidates stripped; promote to reference product] | FERC; NERC; EPA; PHMSA; OSHA; DOE; State PUC
obligation_tracking | compliance_event | regulatory_standard_ref | Regulatory Standard Reference | STRING |  |  |  | The specific regulatory standard, rule, tariff provision, or statute that this compliance event relates to. Examples: NERC Reliability Standard CIP-007-6, FERC Order 2222, EPA 40 CFR Part 75, State PUC General Order 95. Provides the authoritative citation for audit and enforcement purposes. | NERC Reliability Standards; FERC Orders; EPA Code of Federal Regulations; State PUC General Orders
obligation_tracking | compliance_event | responsible_party_name | Responsible Party Name | STRING |  |  |  | Name of the internal organizational unit, department, or named individual accountable for this compliance event — e.g., the team responsible for submitting evidence, executing a corrective action, or responding to a violation notice. Used for accountability tracking and regulatory correspondence. | Internal Compliance Management Procedures; NERC CMEP
obligation_tracking | compliance_event | risk_level | Compliance Risk Level | STRING |  | critical¦high¦medium¦low |  | Risk severity classification of this compliance event based on potential impact to grid reliability, public safety, environmental harm, or financial exposure. critical = immediate threat to BES reliability or public safety; high = significant regulatory exposure; medium = moderate risk; low = minor administrative non-compliance. Aligns with NERC violation risk factor (VRF) methodology. | NERC Violation Risk Factor (VRF) Methodology; NERC CMEP; EPA Risk-Based Enforcement
obligation_tracking | compliance_event | rto_iso_name | Regional Transmission Organization / Independent System Operator (RTO/ISO) Name | STRING |  |  |  | Name of the Regional Transmission Organization (RTO) or Independent System Operator (ISO) relevant to this compliance event, such as PJM, MISO, CAISO, SPP, ERCOT, NYISO, or ISO-NE. Applicable for FERC market compliance and OATT-related events. | FERC Order 2000; FERC OATT; RTO/ISO Tariffs
obligation_tracking | compliance_event | self_report_indicator | Self-Report Indicator | BOOLEAN |  |  |  | Indicates whether this compliance event was voluntarily self-reported by the utility to the regulator prior to detection. True = self-reported; False = identified by regulator or third party. Self-reporting is a mitigating factor in NERC CMEP and EPA penalty calculations. | NERC CMEP; EPA Audit Policy; FERC Compliance Program
obligation_tracking | compliance_event | submission_method | Submission Method | STRING |  | electronic¦paper¦portal¦email |  | Method by which evidence or filings associated with this compliance event were submitted to the regulatory authority. electronic = NERC COMS, EPA CDX, FERC eFiling; portal = state PUC e-filing portal; paper = physical filing; email = direct email submission. | NERC COMS; EPA CDX; FERC eFiling System; State PUC E-Filing Rules
obligation_tracking | compliance_event | updated_timestamp | Record Updated Timestamp | TIMESTAMP |  |  |  | Timestamp when this compliance event record was last modified, including timezone offset. Tracks the most recent update for change management, audit trail, and Silver layer incremental processing in the Databricks Lakehouse. | SOX Section 404; Internal Data Governance Standard
obligation_tracking | compliance_event | violation_end_date | Violation End Date | DATE |  |  |  | Date on which the non-compliance condition was resolved or the violation ceased, as verified by the utility or regulator. Null if the violation is ongoing. Used with violation_start_date to determine violation duration for penalty calculation. | NERC CMEP; EPA Enforcement Policy; FERC Compliance Program
obligation_tracking | compliance_event | violation_risk_factor | Violation Risk Factor (VRF) | STRING |  | high¦medium¦lower |  | NERC-defined Violation Risk Factor (VRF) assigned to the reliability standard requirement associated with this compliance event. Values per NERC methodology: high, medium, lower. Used in NERC CMEP penalty matrix calculations. Null for non-NERC events. | NERC Violation Risk Factor (VRF) Methodology; NERC CMEP
obligation_tracking | compliance_event | violation_severity_level | Violation Severity Level (VSL) | STRING |  | severe¦high¦medium¦lower |  | NERC-defined Violation Severity Level (VSL) for this compliance event, reflecting the degree of non-compliance with the applicable reliability standard requirement. Values per NERC methodology: severe, high, medium, lower. Used in NERC CMEP penalty matrix. Null for non-NERC events. | NERC Violation Severity Level (VSL) Methodology; NERC CMEP
obligation_tracking | compliance_event | violation_start_date | Violation Start Date | DATE |  |  |  | Date on which the non-compliance condition began, as determined by the utility or regulator. Applicable when event_type is violation_notice, self_report, or audit_finding. Used to calculate violation duration for penalty assessment under NERC CMEP and EPA enforcement policies. | NERC CMEP; EPA Enforcement Policy; FERC Compliance Program
obligation_tracking | compliance_obligation | cost_center_id | Cost Center Id (Foreign Key) | BIGINT |  |  | finance.cost_center.cost_center_id | Foreign key linking to finance.cost_center. Business justification: Compliance obligations are assigned to cost centers for execution, budget allocation, and expense tracking. Compliance managers allocate obligations to responsible cost centers for resource planning. | Internal - LLM Generated Cross-Domain Link
obligation_tracking | compliance_obligation | rps_program_id | Rps Program Id (Foreign Key) | BIGINT |  |  | regulatory.rps_program.rps_program_id | Foreign key linking to regulatory.rps_program. Business justification: RPS programs create specific compliance obligations (annual REC procurement targets, carve-out requirements, reporting deadlines). The compliance_obligation.regulatory_program STRING field should be n | Internal - LLM Generated Cross-Domain Link
obligation_tracking | compliance_obligation | applicability_scope | Applicability Scope | STRING |  | generation¦transmission¦electric_distribution¦gas_distribution¦metering¦all |  | The utility business segment or operational area to which this obligation applies. Enables filtering of obligations relevant to specific business units (e.g., a NERC CIP standard applies to 'transmission'; a PHMSA rule applies to 'gas_distribution'; an EPA GHG rule may apply to 'generation'). | NERC; PHMSA; EPA; FERC Applicability Provisions
obligation_tracking | compliance_obligation | asset_class_scope | Asset Class Scope | STRING |  |  |  | The specific class of assets or infrastructure covered by this obligation (e.g., 'BES Cyber Systems', 'High Consequence Areas', 'Bulk Electric System', 'Natural Gas Transmission Pipeline', 'Generation Unit > 20 MW'). Supports asset-level compliance mapping in the Enterprise Asset Management (EAM) system. | NERC BES Definition; PHMSA 49 CFR Part 192; EPA Subpart C
obligation_tracking | compliance_obligation | audit_frequency | Regulatory Audit Frequency | STRING |  | annual¦biennial¦triennial¦spot_check¦event_driven¦not_applicable |  | How frequently the governing body conducts formal audits or compliance reviews of this obligation. Informs internal audit scheduling and readiness preparation cycles (e.g., NERC conducts triennial audits for most reliability standards; EPA may conduct annual inspections for Title V permits). | NERC CMEP Audit Program; EPA Compliance Monitoring Strategy
obligation_tracking | compliance_obligation | cfr_citation | Code of Federal Regulations (CFR) Citation | STRING |  |  |  | The specific Code of Federal Regulations (CFR) citation for this obligation where applicable (e.g., '40 CFR Part 98', '49 CFR Part 192', '18 CFR Part 35'). Provides the authoritative legal reference for the obligation and supports regulatory correspondence. | U.S. Code of Federal Regulations (CFR); FERC 18 CFR; EPA 40 CFR; PHMSA 49 CFR
obligation_tracking | compliance_obligation | compliance_frequency | Compliance Frequency | STRING |  |  |  | How often the utility must demonstrate or report compliance with this obligation. 'continuous' applies to always-on operational standards (e.g., NERC CIP controls); 'event_driven' applies to obligations triggered by specific incidents or thresholds (e.g., outage reporting, spill notification). [ENUM-REF-CANDIDATE: continuous¦annual¦semi_annual¦quarterly¦monthly¦event_driven¦one_time — 7 candidates stripped; promote to reference product] | NERC Reliability Standards; EPA Reporting Rules; PHMSA 49 CFR Part 192
obligation_tracking | compliance_obligation | compliance_notes | Compliance Notes | STRING |  |  |  | Free-text field for compliance staff to record observations, interpretations, open issues, regulatory guidance received, or other contextual information relevant to managing this obligation. Not a substitute for formal evidence documentation. | Internal Compliance Program Governance
obligation_tracking | compliance_obligation | compliance_obligation_id | Compliance Obligation ID | BIGINT |  |  |  | Unique surrogate identifier for each compliance obligation record in the registry. Primary key for the compliance_obligation data product. | Internal Data Governance Standard | TRUE
obligation_tracking | compliance_obligation | compliance_owner | Compliance Obligation Owner | STRING | confidential |  |  | Name or employee identifier of the individual designated as the primary compliance owner responsible for managing and demonstrating compliance with this obligation. This person is accountable for evidence collection, status updates, and regulatory submissions. | Internal Compliance Program Governance; NERC CMEP
obligation_tracking | compliance_obligation | compliance_status | Compliance Status | STRING |  | compliant¦non_compliant¦under_review¦pending¦exempt¦remediation |  | Current compliance posture of the utility with respect to this obligation. 'compliant' indicates all requirements are met; 'non_compliant' indicates a known gap or violation; 'under_review' indicates an active assessment is in progress; 'pending' indicates the obligation is not yet effective; 'exempt' indicates a formal exemption has been granted; 'remediation' indicates a corrective action plan is active. | NERC Compliance Monitoring and Enforcement Program (CMEP); EPA Enforcement Policy
obligation_tracking | compliance_obligation | corrective_action_plan_status | Corrective Action Plan (CAP) Status | STRING |  | not_required¦in_development¦active¦completed¦overdue |  | Current status of any Corrective Action Plan (CAP) associated with this obligation. 'not_required' when the utility is compliant; 'in_development' when a CAP is being drafted following a finding; 'active' when a CAP is approved and being executed; 'completed' when all CAP milestones are closed; 'overdue' when CAP milestones have been missed. | NERC CMEP Corrective Action Plan Requirements; EPA Compliance Schedule
obligation_tracking | compliance_obligation | created_timestamp | Record Created Timestamp | TIMESTAMP |  |  |  | The date and time when this compliance obligation record was first created in the compliance registry. Provides the audit trail for when the obligation was onboarded into the compliance management system. | Internal Data Governance Standard; SOX Section 404
obligation_tracking | compliance_obligation | effective_date | Obligation Effective Date | DATE |  |  |  | The date on which this compliance obligation became or becomes legally binding and enforceable for the utility. For new regulatory rules, this is the compliance date published in the final rule or order. | FERC; NERC; EPA; PHMSA Final Rules
obligation_tracking | compliance_obligation | escalation_contact | Escalation Contact | STRING | confidential |  |  | Name or employee identifier of the senior manager or executive to be notified in the event of non-compliance, missed deadlines, or regulatory inquiries related to this obligation. Supports the escalation workflow in the compliance management process. | Internal Compliance Program Governance
obligation_tracking | compliance_obligation | evidence_location | Compliance Evidence Location | STRING |  |  |  | The system, repository, or document management location where compliance evidence and supporting documentation for this obligation is stored (e.g., SharePoint path, document management system folder, NERC CMEP portal, EPA e-GGRT system). Enables auditors to quickly locate supporting evidence. | NERC CMEP Evidence Requirements; EPA e-GGRT; Internal Records Management Policy
obligation_tracking | compliance_obligation | evidence_retention_years | Evidence Retention Period (Years) | INT |  |  |  | The number of years that compliance evidence, records, and documentation must be retained for this obligation as required by the governing body. Drives records management policy and data archival schedules (e.g., NERC CIP requires 3 years; FERC OATT requires 5 years; EPA GHG requires 3 years). | NERC CIP-007-6 R5; FERC OATT; EPA 40 CFR Part 98; PHMSA 49 CFR Part 192
obligation_tracking | compliance_obligation | expiration_date | Obligation Expiration Date | DATE |  |  |  | The date on which this compliance obligation expires or is superseded, if applicable. Null for ongoing, open-ended obligations. Used to identify obligations that are no longer active and to manage obligation lifecycle transitions. | FERC; NERC; EPA; PHMSA Final Rules
obligation_tracking | compliance_obligation | ghg_reporting_applicable | Greenhouse Gas (GHG) Reporting Applicable Indicator | BOOLEAN |  |  |  | Indicates whether this compliance obligation involves Greenhouse Gas (GHG) emissions reporting or monitoring requirements under EPA regulations (e.g., 40 CFR Part 98 Mandatory GHG Reporting Rule). Enables filtering of GHG-related obligations for environmental compliance reporting. | EPA 40 CFR Part 98 — Mandatory Greenhouse Gas Reporting Rule
obligation_tracking | compliance_obligation | governing_body | Governing Body | STRING |  |  |  | The regulatory authority or standards body that issued and enforces this compliance obligation (e.g., FERC, NERC, EPA, PHMSA, State PUC). Determines the jurisdictional authority and applicable enforcement mechanisms. [ENUM-REF-CANDIDATE: FERC¦NERC¦EPA¦PHMSA¦PUC¦DOE¦OSHA¦IEEE¦AGA¦NARUC — 10 candidates stripped; promote to reference product] | FERC; NERC; EPA; PHMSA; NARUC
obligation_tracking | compliance_obligation | jurisdiction_state | Jurisdiction State | STRING |  | '^[A-Z]{2}$ |  | Two-letter US state code for state-level obligations (e.g., CA, TX, NY). Null for federal obligations that apply across all jurisdictions. Used to filter obligations by state regulatory authority (PUC) for multi-state utilities. | State Public Utility Commissions (PUCs); NARUC
obligation_tracking | compliance_obligation | last_assessment_date | Last Compliance Assessment Date | DATE |  |  |  | The most recent date on which a formal compliance assessment, audit, or self-certification was completed for this obligation. Used to determine assessment currency and schedule the next review cycle. | NERC CMEP; EPA Audit Requirements; Internal Compliance Program
obligation_tracking | compliance_obligation | last_audit_date | Last Regulatory Audit Date | DATE |  |  |  | The date of the most recent formal audit or compliance review conducted by the governing body for this obligation. Used to calculate time since last audit and anticipate the next audit window. | NERC CMEP; EPA Compliance Monitoring; PHMSA Inspection Records
obligation_tracking | compliance_obligation | last_filing_date | Last Regulatory Filing Date | DATE |  |  |  | The date of the most recent regulatory submission, report, or filing made to the governing body in fulfillment of this obligation (e.g., last annual GHG report submitted to EPA, last NERC self-report filed). Supports audit trail and filing history tracking. | FERC; NERC; EPA; PHMSA Reporting Requirements
obligation_tracking | compliance_obligation | last_updated_timestamp | Record Last Updated Timestamp | TIMESTAMP |  |  |  | The date and time when this compliance obligation record was most recently modified. Tracks changes to obligation status, ownership, due dates, or other attributes and supports change management auditing. | Internal Data Governance Standard; SOX Section 404
obligation_tracking | compliance_obligation | nerc_violation_risk_factor | NERC Violation Risk Factor (VRF) | STRING |  | severe¦high¦medium¦lower |  | The Violation Risk Factor (VRF) assigned by NERC to this reliability standard requirement, indicating the potential impact of non-compliance on the reliability of the Bulk Electric System (BES). Applicable only to NERC reliability standards; null for non-NERC obligations. | NERC Reliability Standards — Violation Risk Factor Assignments
obligation_tracking | compliance_obligation | nerc_violation_severity_level | NERC Violation Severity Level (VSL) | STRING |  | severe¦high¦medium¦lower |  | The Violation Severity Level (VSL) category applicable to this NERC standard requirement, reflecting the degree of non-compliance (Lower, Medium, High, Severe). Used in conjunction with VRF to determine the base penalty amount under the NERC Sanction Guidelines. Null for non-NERC obligations. | NERC Reliability Standards — Violation Severity Level Definitions; NERC Sanction Guidelines
obligation_tracking | compliance_obligation | next_due_date | Next Compliance Due Date | DATE |  |  |  | The next calendar date by which the utility must complete a compliance action, submit a report, or demonstrate adherence for this obligation. Drives compliance calendar scheduling and proactive alerting for upcoming deadlines. | NERC Reliability Standards; EPA Reporting Deadlines; PHMSA 49 CFR Part 192
obligation_tracking | compliance_obligation | obligation_category | Compliance Obligation Category | STRING |  |  |  | Functional category of the compliance obligation describing the nature of the required action. Supports compliance program segmentation and resource allocation across operational, reporting, recordkeeping, physical security, cybersecurity, financial, and environmental obligations. [ENUM-REF-CANDIDATE: operational¦reporting¦recordkeeping¦physical¦cybersecurity¦financial¦environmental — 7 candidates stripped; promote to reference product] | NERC CIP; EPA; PHMSA; FERC
obligation_tracking | compliance_obligation | obligation_code | Compliance Obligation Code | STRING |  |  |  | Externally-known alphanumeric code or identifier for the compliance obligation, typically matching the regulatory standard or rule identifier (e.g., NERC CIP-014-3, 40 CFR 98, 49 CFR 192.605, FERC OATT Section 37). Serves as the business-facing reference key used in regulatory filings and correspondence. | NERC Reliability Standards; 40 CFR Part 98; 49 CFR Part 192; FERC OATT
obligation_tracking | compliance_obligation | obligation_description | Compliance Obligation Description | STRING |  |  |  | Detailed narrative description of the compliance obligation, including the specific requirements the utility must meet, the actions required, and any conditions or thresholds that trigger compliance activities. Provides context for compliance staff and auditors. | NERC Reliability Standards; EPA Regulations; PHMSA 49 CFR; FERC Orders
obligation_tracking | compliance_obligation | obligation_name | Compliance Obligation Name | STRING |  |  |  | Full descriptive name of the compliance obligation as published by the governing body (e.g., 'Physical Security of BES Cyber Systems', 'Mandatory GHG Reporting Rule', 'Pipeline Integrity Management in High Consequence Areas'). Used as the human-readable label in dashboards and reports. | NERC Reliability Standards; EPA GHG Reporting Rule; PHMSA 49 CFR Part 192
obligation_tracking | compliance_obligation | obligation_type | Compliance Obligation Type | STRING |  |  |  | High-level classification of the compliance obligation by regulatory domain. Drives routing to the appropriate compliance team and applicable tracking workflow. [ENUM-REF-CANDIDATE: reliability_standard¦emissions_regulation¦pipeline_safety¦service_quality¦tariff_requirement¦environmental_permit¦safety_regulation¦reporting_requirement — promote to reference product] | NERC; EPA; PHMSA; State PUC; FERC
obligation_tracking | compliance_obligation | open_violation_count | Open Violation Count | INT |  |  |  | The current number of open, unresolved violations or findings associated with this compliance obligation. A value greater than zero triggers escalation workflows and corrective action plan (CAP) tracking. Sourced from the compliance management system. | NERC CMEP Violation Tracking; EPA Enforcement Actions
obligation_tracking | compliance_obligation | pbr_linked | Performance-Based Ratemaking (PBR) Linked Indicator | BOOLEAN |  |  |  | Indicates whether this compliance obligation is linked to a Performance-Based Ratemaking (PBR) mechanism where non-compliance or underperformance results in financial incentives or penalties applied to the utility's revenue requirement. Connects compliance tracking to rate case outcomes. | State PUC PBR Orders; NARUC Performance-Based Regulation Framework
obligation_tracking | compliance_obligation | penalty_exposure_usd | Penalty Exposure (USD) | DECIMAL(18,2) | confidential |  |  | The maximum potential monetary penalty per day or per violation that the utility could face for non-compliance with this obligation, expressed in US dollars. Used for risk prioritization and materiality assessment in the compliance program. For NERC violations, this reflects the NERC Sanction Guidelines maximum. | NERC Sanction Guidelines; EPA Civil Penalty Policy; PHMSA Civil Penalty Regulations
obligation_tracking | compliance_obligation | risk_priority | Compliance Risk Priority | STRING |  | critical¦high¦medium¦low |  | The assessed risk priority level for this obligation, reflecting the combination of likelihood of non-compliance and severity of consequences (financial penalty, operational impact, reputational harm). Used to prioritize compliance resources and management attention. | NERC CMEP Risk-Based Compliance Monitoring; Internal Risk Management Framework
obligation_tracking | compliance_obligation | saidi_saifi_applicable | SAIDI/SAIFI Service Quality Applicable Indicator | BOOLEAN |  |  |  | Indicates whether this compliance obligation involves electric distribution service quality metrics including System Average Interruption Duration Index (SAIDI), System Average Interruption Frequency Index (SAIFI), or Customer Average Interruption Duration Index (CAIDI) targets set by the state PUC. Enables filtering of service quality obligations. | State PUC Service Quality Rules; IEEE 1366 — Guide for Electric Power Distribution Reliability Indices
obligation_tracking | compliance_obligation | self_report_required | Self-Report Required Indicator | BOOLEAN |  |  |  | Indicates whether the utility is required to proactively self-report violations or non-compliance events to the governing body for this obligation. True for NERC standards with mandatory self-reporting under the CMEP; False for obligations where reporting is only required upon regulatory request. | NERC CMEP Self-Reporting Requirements; PHMSA Incident Reporting 49 CFR 191
obligation_tracking | compliance_obligation | standard_version | Regulatory Standard Version | STRING |  |  |  | The version or revision number of the regulatory standard or rule that this obligation is based on (e.g., 'CIP-014-3', 'Revision 2', '40 CFR 98 as amended 2023'). Critical for tracking when standards are updated and ensuring the utility is complying with the current version. | NERC Reliability Standards Versioning; EPA CFR; PHMSA CFR
obligation_tracking | compliance_obligation | tariff_section_reference | Tariff Section Reference | STRING |  |  |  | The specific tariff section, schedule, or Open Access Transmission Tariff (OATT) provision that this obligation is associated with, where applicable (e.g., 'OATT Section 37', 'Rate Schedule No. 4', 'General Service Tariff Rule 15'). Links compliance obligations to the utility's filed tariffs. | FERC OATT; State PUC Tariff Filings
obligation_tracking | corrective_action_plan | compliance_obligation_id | Compliance Obligation Id (Foreign Key) | BIGINT |  |  | regulatory.compliance_obligation.compliance_obligation_id | Foreign key linking to regulatory.compliance_obligation. Business justification: Corrective action plans are created to remediate violations of specific compliance obligations (NERC standard violations, RPS shortfalls, emissions exceedances). This FK links the CAP to the obligatio | Internal - LLM Generated Cross-Domain Link
obligation_tracking | corrective_action_plan | docket_id |  | BIGINT |  |  | regulatory.docket.docket_id | Reference to the regulatory docket or proceeding under which this corrective action plan was filed or required.
obligation_tracking | corrective_action_plan | parent_corrective_action_plan_id |  | BIGINT | self_ref_fk |  | regulatory.corrective_action_plan.corrective_action_plan_id | Self-referencing FK on corrective_action_plan (parent_corrective_action_plan_id)
obligation_tracking | corrective_action_plan | violation_id |  | BIGINT |  |  | regulatory.violation.violation_id | Reference to the underlying violation, non-compliance finding, or audit exception that triggered this corrective action plan.
obligation_tracking | corrective_action_plan | actual_completion_date |  | DATE |  |  |  | Actual date on which all corrective actions were completed and verified, marking closure of the plan.
obligation_tracking | corrective_action_plan | actual_cost_amount |  | DECIMAL(18,2) | confidential |  |  | Actual total cost in USD incurred to implement the corrective action plan, tracked upon completion.
obligation_tracking | corrective_action_plan | approval_date |  | DATE |  |  |  | Date on which the corrective action plan was approved by the regulatory authority or internal governance body, authorizing implementation.
obligation_tracking | corrective_action_plan | closure_notes |  | STRING |  |  |  | Final notes or comments documenting the closure of the corrective action plan, including any lessons learned or follow-up actions required.
obligation_tracking | corrective_action_plan | corrective_action_plan_id | Corrective Action Plan Identifier | BIGINT |  |  |  | Primary key for corrective_action_plan |  | TRUE
obligation_tracking | corrective_action_plan | cost_recovery_mechanism |  | STRING |  |  |  | The regulatory mechanism or tariff rider through which costs associated with the corrective action plan may be recovered from ratepayers (e.g., Fuel Adjustment Clause (FAC), Allowance for Funds Used During Construction (AFUDC), deferred accounting).
obligation_tracking | corrective_action_plan | created_timestamp |  | TIMESTAMP |  |  |  | Timestamp when this corrective action plan record was first created in the system.
obligation_tracking | corrective_action_plan | estimated_cost_amount |  | DECIMAL(18,2) | confidential |  |  | Projected total cost in USD to implement all corrective actions, including capital expenditures, operational expenses, consulting fees, and internal labor.
obligation_tracking | corrective_action_plan | extension_granted_flag |  | BOOLEAN |  |  |  | Indicates whether the regulatory authority granted an extension to the original target completion date.
obligation_tracking | corrective_action_plan | extension_requested_flag |  | BOOLEAN |  |  |  | Indicates whether an extension to the target completion date has been requested from the regulatory authority.
obligation_tracking | corrective_action_plan | internal_audit_reference |  | STRING |  |  |  | Reference to the internal audit report or compliance assessment that identified the deficiency requiring corrective action.
obligation_tracking | corrective_action_plan | last_updated_timestamp |  | TIMESTAMP |  |  |  | Timestamp when this corrective action plan record was most recently modified or updated.
obligation_tracking | corrective_action_plan | milestone_count |  | INT |  |  |  | Total number of discrete milestones or action items defined within the corrective action plan.
obligation_tracking | corrective_action_plan | milestones_completed_count |  | INT |  |  |  | Number of milestones that have been completed and verified as of the current reporting date.
obligation_tracking | corrective_action_plan | penalty_amount |  | DECIMAL(18,2) | confidential |  |  | Monetary penalty in USD assessed by the regulatory authority for the underlying violation, which may be mitigated or waived based on corrective action plan completion.
obligation_tracking | corrective_action_plan | penalty_mitigation_flag |  | BOOLEAN |  |  |  | Indicates whether successful completion of the corrective action plan resulted in reduction or waiver of the assessed penalty.
obligation_tracking | corrective_action_plan | percent_complete |  | DECIMAL(5,2) |  |  |  | Overall completion percentage of the corrective action plan, calculated as (milestones_completed_count / milestone_count) * 100.
obligation_tracking | corrective_action_plan | plan_description |  | STRING |  |  |  | Detailed narrative describing the corrective actions, remediation steps, process improvements, and controls to be implemented to address the identified deficiency or violation.
obligation_tracking | corrective_action_plan | plan_number |  | STRING |  |  |  | Business identifier for the corrective action plan, typically assigned by the regulatory body or internal compliance system.
obligation_tracking | corrective_action_plan | plan_owner_email |  | STRING | confidential,pii_email |  |  | Email address of the individual or team responsible for day-to-day management and execution of the corrective action plan.
obligation_tracking | corrective_action_plan | plan_status |  | STRING |  |  |  | Current lifecycle status of the corrective action plan indicating its stage in the regulatory review and implementation process.
obligation_tracking | corrective_action_plan | plan_title |  | STRING |  |  |  | Descriptive title or name of the corrective action plan summarizing the remediation focus.
obligation_tracking | corrective_action_plan | prudency_review_required_flag |  | BOOLEAN |  |  |  | Indicates whether the corrective action plan costs are subject to a prudency review by the regulatory commission to determine cost recovery eligibility.
obligation_tracking | corrective_action_plan | recurrence_risk_level |  | STRING |  |  |  | Assessment of the likelihood that the underlying violation or non-compliance issue will recur after corrective actions are implemented.
obligation_tracking | corrective_action_plan | regulatory_authority |  | STRING |  |  |  | The governing body or regulatory agency that mandated or is overseeing the corrective action plan (e.g., FERC, state PUC, NERC, EPA).
obligation_tracking | corrective_action_plan | regulatory_filing_reference |  | STRING |  |  |  | Reference number or identifier of the formal regulatory filing or submission that included or documented this corrective action plan.
obligation_tracking | corrective_action_plan | responsible_department |  | STRING |  |  |  | The internal department, business unit, or functional area responsible for executing and completing the corrective action plan.
obligation_tracking | corrective_action_plan | responsible_officer_name |  | STRING | confidential |  |  | Name of the executive or officer accountable for ensuring the corrective action plan is completed and compliance is restored.
obligation_tracking | corrective_action_plan | revised_completion_date |  | DATE |  |  |  | Updated target completion date following approval of an extension or plan modification by the regulatory authority.
obligation_tracking | corrective_action_plan | root_cause_analysis_completed_flag |  | BOOLEAN |  |  |  | Indicates whether a formal root cause analysis was conducted to identify the underlying systemic issues that led to the violation.
obligation_tracking | corrective_action_plan | root_cause_summary |  | STRING |  |  |  | Summary of the root cause analysis findings identifying the fundamental reasons for the non-compliance or deficiency.
obligation_tracking | corrective_action_plan | severity_level |  | STRING |  |  |  | Severity classification of the underlying violation or finding as determined by the regulatory authority or internal risk assessment.
obligation_tracking | corrective_action_plan | submission_date |  | DATE |  |  |  | Date on which the corrective action plan was formally submitted to the regulatory authority or internal compliance office for review.
obligation_tracking | corrective_action_plan | target_completion_date |  | DATE |  |  |  | Planned or mandated date by which all corrective actions must be completed and compliance fully restored.
obligation_tracking | corrective_action_plan | verification_date |  | DATE |  |  |  | Date on which the corrective actions were verified as complete and effective by the designated verification authority.
obligation_tracking | corrective_action_plan | verification_method |  | STRING |  |  |  | The method or process used to verify completion and effectiveness of corrective actions (e.g., internal audit, third-party assessment, regulatory inspection, self-certification).
obligation_tracking | corrective_action_plan | verification_status |  | STRING |  |  |  | Current status of the verification process indicating whether corrective actions have been validated as effective.
obligation_tracking | emissions_report | compliance_event_id | Compliance Event Id (Foreign Key) | BIGINT |  |  | regulatory.compliance_event.compliance_event_id | Foreign key linking to regulatory.compliance_event. Business justification: Emissions reports serve as evidence for compliance events. When a compliance_event is related to emissions (e.g., GHG reporting, violation of emission limits), the emissions_report should reference th | Internal - LLM Generated Cross-Domain Link
obligation_tracking | emissions_report | compliance_obligation_id | Compliance Obligation Id (Foreign Key) | BIGINT |  |  | regulatory.compliance_obligation.compliance_obligation_id | Foreign key linking to regulatory.compliance_obligation. Business justification: Emissions reports fulfill specific compliance obligations (e.g., EPA GHG reporting, state air quality reporting). Each emissions_report should reference the compliance_obligation it satisfies. This cr | Internal - LLM Generated Cross-Domain Link
obligation_tracking | emissions_report | cost_center_id | Cost Center Id (Foreign Key) | BIGINT |  |  | finance.cost_center.cost_center_id | Foreign key linking to finance.cost_center. Business justification: Emissions monitoring and reporting costs are allocated to operational cost centers (generation facilities, transmission districts). Environmental compliance costs must be tracked by cost center for FE | Internal - LLM Generated Cross-Domain Link
obligation_tracking | emissions_report | der_interconnection_id | Der Interconnection Id (Foreign Key) | BIGINT |  |  | distribution.der_interconnection.der_interconnection_id | Foreign key linking to distribution.der_interconnection. Business justification: DER systems offset emissions and generate RECs tracked in emissions reports. Environmental compliance linkage: attributing emission reductions to specific DER interconnections for GHG reporting and RE | Internal - LLM Generated Cross-Domain Link
obligation_tracking | emissions_report | facility_id | Facility ID | BIGINT |  |  | asset.facility.facility_id | Reference to the generation facility or plant from which emissions are reported. Links to the asset/facility master record. | EPA Facility Registry Service (FRS); NERC CIP-002
obligation_tracking | emissions_report | generating_unit_id | Generation Unit ID | BIGINT |  |  | generation.generating_unit.generating_unit_id | Reference to the specific generation unit (boiler, turbine, combustion unit) within the facility for which emissions are reported. A facility may have multiple reportable units. | EPA 40 CFR Part 75; EPA CAMD Business System
obligation_tracking | emissions_report | original_report_emissions_report_id | Original Emissions Report ID | BIGINT |  |  | regulatory.emissions_report.emissions_report_id | Reference to the original emissions report record that this amended report supersedes. Populated only when amendment_indicator = True. Enables lineage tracking of report corrections and restatements. | EPA 40 CFR Part 75; EPA Electronic Reporting Tool (ERT)
obligation_tracking | emissions_report | rec_transaction_id | Renewable Energy Certificate (REC) Retirement ID | STRING |  |  | market.rec_transaction.rec_transaction_id | Identifier of the Renewable Energy Certificate (REC) retirement transaction linked to this emissions report, used to demonstrate RPS compliance and offset GHG obligations. References the REC tracking system (e.g., WREGIS, PJM-GATS, M-RETS). | State RPS Rules; WREGIS Operating Rules; EPA Green Power Partnership
obligation_tracking | emissions_report | agency_confirmation_number | Agency Confirmation Number | STRING |  |  |  | Confirmation or acknowledgment number issued by the regulatory agency (EPA, state air agency) upon successful receipt and acceptance of the emissions report submission. Used as proof of filing for compliance audits. | EPA Electronic Reporting Tool (ERT); EPA CAMD Business System
obligation_tracking | emissions_report | allowance_type | Emissions Allowance Program Type | STRING |  | SO2_ARP¦NOx_NBP¦CSAPR_NOx¦CSAPR_SO2¦RGGI_CO2¦state_cap |  | Cap-and-trade or allowance program under which this emissions report is filed. SO2_ARP = EPA Acid Rain Program; NOx_NBP = NOx Budget Trading Program; CSAPR_NOx / CSAPR_SO2 = Cross-State Air Pollution Rule; RGGI_CO2 = Regional Greenhouse Gas Initiative; state_cap = state-specific cap program. [ENUM-REF-CANDIDATE: SO2_ARP¦NOx_NBP¦CSAPR_NOx¦CSAPR_SO2¦RGGI_CO2¦state_cap¦CA_AB32¦other — promote to reference product] | EPA Acid Rain Program; EPA CSAPR; RGGI; Clean Air Act Title IV
obligation_tracking | emissions_report | allowances_surrendered | Emissions Allowances Surrendered | DECIMAL(18,3) |  |  |  | Number of emissions allowances surrendered or retired to cover the reported emissions quantity under the applicable cap-and-trade program (e.g., EPA Acid Rain Program SO2 allowances, RGGI CO2 allowances). One allowance typically equals one ton of the regulated pollutant. | EPA Acid Rain Program; EPA CSAPR; RGGI; Clean Air Act Title IV
obligation_tracking | emissions_report | amendment_indicator | Amendment Indicator | BOOLEAN |  |  |  | Indicates whether this emissions report is an amendment (restatement) of a previously submitted report. True = this is an amended filing; False = original submission. Supports audit trail and regulatory compliance tracking. | EPA 40 CFR Part 75; EPA Electronic Reporting Tool (ERT)
obligation_tracking | emissions_report | cems_system_code | Continuous Emissions Monitoring System (CEMS) System ID | STRING |  |  |  | Identifier of the Continuous Emissions Monitoring System (CEMS) used to measure emissions for this report, as registered with EPA. Applicable when measurement_methodology = CEMS. Supports audit trail and CEMS certification tracking. | EPA 40 CFR Part 75; EPA CAMD Business System |  | TRUE | CEMS (Continuous Emissions Monitoring System) is a hardware/infrastructure system installed at generating facilities. This is a technical/infrastructure reference identifier for the monitoring equipment. Per the TIER 1 Infrastructure/Technical Filter, this should be KEEP_AS_IS. Rename to cems_system_code.
obligation_tracking | emissions_report | co2e_quantity_metric_tons | Carbon Dioxide Equivalent (CO2e) Quantity (Metric Tons) | DECIMAL(18,6) |  |  |  | Total emissions expressed as metric tons of carbon dioxide equivalent (CO2e), calculated using IPCC global warming potential (GWP) factors. Used for aggregate GHG inventory reporting, RPS compliance, and SEC/state climate disclosure obligations. | IPCC AR6 GWP Factors; EPA 40 CFR Part 98; GHG Protocol Corporate Standard
obligation_tracking | emissions_report | created_timestamp | Record Created Timestamp | TIMESTAMP |  |  |  | Timestamp when this emissions report record was first created in the system, in ISO 8601 format (yyyy-MM-ddTHH:mm:ss.SSSXXX). Supports audit trail and data lineage tracking in the Silver Layer lakehouse. | SOX Section 404; GAAP; Internal Audit Standards
obligation_tracking | emissions_report | emissions_intensity_lbs_per_mwh | Emissions Intensity (lbs/MWh) | DECIMAL(12,6) |  |  |  | Emissions rate expressed as pounds of pollutant per megawatt-hour (MWh) of gross electricity generated during the reporting period. Key performance indicator for environmental compliance, RPS tracking, and EPA rate-based standards under Clean Power Plan successor rules. | EPA 40 CFR Part 60 (Clean Air Act); EPA CAMD; NERC
obligation_tracking | emissions_report | emissions_quantity_tons | Emissions Quantity (Short Tons) | DECIMAL(18,6) |  |  |  | Total mass of the reported pollutant emitted during the reporting period, expressed in short tons (US tons). This is the primary quantitative result for the emissions report, as required by EPA CAMD and state air quality agency submissions. | EPA 40 CFR Part 75; EPA 40 CFR Part 98; Clean Air Act
obligation_tracking | emissions_report | emissions_quantity_unit | Emissions Quantity Unit of Measure | STRING |  | short_tons¦metric_tons¦lbs¦kg |  | Unit of measure for the reported emissions quantity. Short tons is the standard for EPA CAMD reporting; metric tons (MT) is used for GHG Protocol and international reporting; lbs and kg may be used for state-level criteria pollutant reporting. | EPA 40 CFR Part 75; GHG Protocol Corporate Standard
obligation_tracking | emissions_report | emissions_report_id | Emissions Report ID | BIGINT |  |  |  | Unique surrogate identifier for each emissions report record in the Silver Layer lakehouse. Primary key for this transactional entity. | EPA 40 CFR Part 75; EPA Electronic Reporting Tool (ERT) | TRUE
obligation_tracking | emissions_report | epa_facility_code | EPA Facility ID | STRING |  | '^[A-Z0-9]{1,20}$ |  | EPA-assigned facility identifier used in the Facility Registry Service (FRS) and Clean Air Markets Division (CAMD) systems. Required for all EPA emissions submissions under 40 CFR Part 75 and Part 98. | EPA Facility Registry Service (FRS); EPA 40 CFR Part 98 |  | TRUE | This is an external identifier assigned by the EPA (Environmental Protection Agency) to identify a facility in their system. It is an external regulatory reference code, not a FK to an internal table. Rename to epa_facility_code to clarify it is an external reference.
obligation_tracking | emissions_report | epa_unit_code | EPA Unit ID | STRING |  |  |  | EPA-assigned unit identifier for the specific combustion or generation unit within the facility, as registered in the EPA Clean Air Markets Division (CAMD) Business System. Used for unit-level emissions tracking and compliance. | EPA CAMD Business System; EPA 40 CFR Part 75 |  | TRUE | This is an external identifier assigned by the EPA to identify a specific generating unit or emissions unit in their regulatory system. It is an external system reference, not a FK to an internal table. Rename to epa_unit_code.
obligation_tracking | emissions_report | fuel_consumption_quantity | Fuel Consumption Quantity | DECIMAL(18,3) |  |  |  | Total quantity of fuel consumed during the reporting period, expressed in the unit appropriate to the fuel type (e.g., MCF for natural gas, short tons for coal, barrels for oil). Used in fuel-factor emissions calculations and fuel adjustment clause (FAC) cost recovery. | EPA 40 CFR Part 98 Subpart C; EIA Form 923; AGA
obligation_tracking | emissions_report | fuel_consumption_unit | Fuel Consumption Unit of Measure | STRING |  | MCF¦MMBtu¦short_tons¦barrels¦gallons |  | Unit of measure for the fuel consumption quantity. MCF = Thousand Cubic Feet (natural gas); MMBtu = Million British Thermal Units; short_tons (coal); barrels or gallons (oil/liquid fuels). | EPA 40 CFR Part 98; EIA Form 923; AGA
obligation_tracking | emissions_report | fuel_type | Fuel Type | STRING |  | natural_gas¦coal¦oil¦nuclear¦biomass¦other |  | Primary fuel type combusted at the generation unit during the reporting period. Determines applicable emission factors for fuel-factor methodology and influences GHG scope classification. [ENUM-REF-CANDIDATE: natural_gas¦coal¦oil¦nuclear¦biomass¦coal_blend¦waste_coal¦petroleum_coke¦other — promote to reference product] | EPA 40 CFR Part 75; EIA Form 923; EPA 40 CFR Part 98 Subpart C
obligation_tracking | emissions_report | ghg_scope | Greenhouse Gas (GHG) Scope Classification | STRING |  | scope_1¦scope_2¦scope_3 |  | GHG Protocol scope classification for the reported emissions. Scope 1 = direct emissions from owned/controlled sources (combustion); Scope 2 = indirect emissions from purchased electricity/heat; Scope 3 = other indirect value chain emissions. Required for corporate GHG inventory and SEC climate disclosure. | GHG Protocol Corporate Standard; SEC Climate Disclosure Rule; EPA 40 CFR Part 98
obligation_tracking | emissions_report | gross_generation_mwh | Gross Generation (MWh) | DECIMAL(18,3) |  |  |  | Total gross electricity generation in megawatt-hours (MWh) produced by the unit or facility during the reporting period. Used as the denominator for emissions intensity calculations and for cross-referencing with EIA generation reporting. | EIA Form 923; EPA 40 CFR Part 75; FERC Form 1
obligation_tracking | emissions_report | heat_input_mmbtu | Heat Input (MMBtu) | DECIMAL(18,3) |  |  |  | Total heat input to the combustion unit during the reporting period, expressed in million British thermal units (MMBtu). Used for fuel-factor emissions calculations and heat rate performance analysis. Required field in EPA CAMD quarterly submissions. | EPA 40 CFR Part 75; EPA CAMD Business System
obligation_tracking | emissions_report | measurement_methodology | Emissions Measurement Methodology | STRING |  | CEMS¦fuel_factor¦mass_balance¦engineering_estimate |  | Method used to quantify emissions for this report. CEMS = Continuous Emissions Monitoring System (direct measurement per 40 CFR Part 75); fuel_factor = EPA-approved fuel emission factor method; mass_balance = material balance calculation; engineering_estimate = approved engineering estimation method for missing data substitution. | EPA 40 CFR Part 75; EPA 40 CFR Part 98; EPA Mandatory GHG Reporting Rule
obligation_tracking | emissions_report | missing_data_hours | Missing Data Hours | INT |  |  |  | Number of operating hours during the reporting period for which CEMS data was unavailable and EPA-approved missing data substitution procedures were applied per 40 CFR Part 75 Subpart D. Regulatory threshold triggers enhanced scrutiny if exceeded. | EPA 40 CFR Part 75 Subpart D; EPA CAMD Business System
obligation_tracking | emissions_report | nox_rate_lbs_per_mmbtu | NOx Emission Rate (lbs/MMBtu) | DECIMAL(10,6) |  |  |  | Nitrogen oxides (NOx) emission rate expressed as pounds per million British thermal units (lbs/MMBtu) of heat input. Required for EPA CAMD quarterly reporting and NOx Budget Trading Program compliance. Distinct from the aggregate emissions_intensity_lbs_per_mwh field. | EPA 40 CFR Part 75; EPA NOx Budget Trading Program; Clean Air Act Title IV
obligation_tracking | emissions_report | operating_hours | Operating Hours | INT |  |  |  | Total number of hours the generation unit operated during the reporting period. Used to calculate emissions rates, validate CEMS data completeness, and support EPA quarterly report submissions. | EPA 40 CFR Part 75; EPA CAMD Business System; EIA Form 923
obligation_tracking | emissions_report | pollutant_type | Pollutant Type | STRING |  |  |  | Type of greenhouse gas (GHG) or criteria pollutant being reported. CO2 = Carbon Dioxide, CH4 = Methane, N2O = Nitrous Oxide, NOx = Nitrogen Oxides, SO2 = Sulfur Dioxide, particulates = particulate matter (PM2.5/PM10), CO2e = Carbon Dioxide Equivalent (aggregated GHG). [ENUM-REF-CANDIDATE: CO2¦CH4¦N2O¦NOx¦SO2¦particulates¦CO2e¦Hg¦HCl¦HF — promote to reference product] | EPA 40 CFR Part 75; EPA 40 CFR Part 98; Clean Air Act; IPCC GHG Protocol
obligation_tracking | emissions_report | regulatory_deadline_date | Regulatory Submission Deadline Date | DATE |  |  |  | Regulatory deadline by which this emissions report must be submitted to the applicable agency. Used to monitor on-time compliance and flag late submissions for regulatory risk management. | EPA 40 CFR Part 75; EPA 40 CFR Part 98; State PUC Reporting Requirements
obligation_tracking | emissions_report | report_notes | Emissions Report Notes | STRING |  |  |  | Free-text field for supplemental notes, explanations of anomalies, missing data justifications, or regulatory correspondence references associated with this emissions report. Used by compliance staff to document context for auditors and regulators. | EPA 40 CFR Part 75; State PUC Reporting Requirements
obligation_tracking | emissions_report | report_number | Emissions Report Number | STRING |  |  |  | Externally-known business identifier assigned to this emissions report submission, used for tracking with EPA or state air quality agency. Corresponds to the submission tracking number in EPA's Electronic Reporting Tool or state equivalent. | EPA 40 CFR Part 75; EPA Electronic Reporting Tool (ERT)
obligation_tracking | emissions_report | reporting_agency | Reporting Agency | STRING |  | EPA¦state_air_agency¦FERC¦NERC¦DOE_EIA |  | Regulatory agency or body to which this emissions report is submitted. EPA = U.S. Environmental Protection Agency (federal); state_air_agency = state environmental/air quality agency; FERC = Federal Energy Regulatory Commission; NERC = North American Electric Reliability Corporation; DOE_EIA = U.S. Department of Energy / Energy Information Administration. | EPA 40 CFR Part 75; Clean Air Act; FERC; NERC; DOE
obligation_tracking | emissions_report | reporting_period_end_date | Reporting Period End Date | DATE |  |  |  | End date of the emissions reporting period. Combined with reporting_period_start_date to define the measurement window for this report. | EPA 40 CFR Part 75; EPA 40 CFR Part 98 (Mandatory GHG Reporting Rule)
obligation_tracking | emissions_report | reporting_period_start_date | Reporting Period Start Date | DATE |  |  |  | Start date of the emissions reporting period (e.g., calendar year start, quarter start, or compliance period start). Combined with reporting_period_end_date to define the measurement window. | EPA 40 CFR Part 75; EPA 40 CFR Part 98 (Mandatory GHG Reporting Rule)
obligation_tracking | emissions_report | reporting_period_type | Reporting Period Type | STRING |  | annual¦quarterly¦monthly¦compliance_period |  | Classification of the reporting period granularity: annual (calendar year), quarterly, monthly, or compliance_period (custom regulatory compliance window). Determines submission frequency and applicable regulatory deadlines. | EPA 40 CFR Part 75; EPA 40 CFR Part 98
obligation_tracking | emissions_report | so2_rate_lbs_per_mmbtu | SO2 Emission Rate (lbs/MMBtu) | DECIMAL(10,6) |  |  |  | Sulfur dioxide (SO2) emission rate expressed as pounds per million British thermal units (lbs/MMBtu) of heat input. Required for EPA Acid Rain Program (ARP) compliance and CAMD quarterly reporting under 40 CFR Part 75. | EPA 40 CFR Part 75; EPA Acid Rain Program; Clean Air Act Title IV
obligation_tracking | emissions_report | state_facility_permit_number | State Facility Air Permit Number | STRING |  |  |  | State-issued air quality operating permit number (Title V or minor source permit) for the facility, as assigned by the state environmental or air quality agency. Required for state-level emissions reporting submissions. | Clean Air Act Title V; State PUC / State Air Quality Agency
obligation_tracking | emissions_report | submission_date | Submission Date | DATE |  |  |  | Date on which the emissions report was submitted to the regulatory agency. Used to verify compliance with regulatory submission deadlines and to support prudency reviews. | EPA 40 CFR Part 75; EPA 40 CFR Part 98; State PUC Reporting Requirements
obligation_tracking | emissions_report | submission_status | Submission Status | STRING |  | draft¦submitted¦accepted¦rejected¦under_review¦amended |  | Current lifecycle status of the emissions report submission to the regulatory agency. draft = in preparation; submitted = transmitted to agency; accepted = agency confirmed receipt and validity; rejected = agency returned with errors; under_review = agency is reviewing; amended = resubmitted after correction. | EPA Electronic Reporting Tool (ERT); EPA 40 CFR Part 75; Clean Air Act
obligation_tracking | emissions_report | updated_timestamp | Record Updated Timestamp | TIMESTAMP |  |  |  | Timestamp when this emissions report record was last modified, in ISO 8601 format (yyyy-MM-ddTHH:mm:ss.SSSXXX). Used to detect amendments, data corrections, and track the most recent state of the record in the Silver Layer. | SOX Section 404; GAAP; Internal Audit Standards
obligation_tracking | emissions_report | verification_date | Verification Date | DATE |  |  |  | Date on which third-party verification of the emissions report was completed. Populated when verified_indicator = True. Used to confirm verification was completed prior to regulatory submission deadline. | California AB 32 (CARB); RGGI Model Rule; ISO 14064-3
obligation_tracking | emissions_report | verified_indicator | Third-Party Verification Indicator | BOOLEAN |  |  |  | Indicates whether the emissions data in this report has been independently verified by a third-party verifier, as required under certain state GHG programs (e.g., California AB 32, RGGI). True = verified; False = not yet verified or not required. | California AB 32 (CARB); RGGI Model Rule; EPA 40 CFR Part 98
obligation_tracking | emissions_report | verifier_name | Third-Party Verifier Name | STRING |  |  |  | Name of the accredited third-party verification body that reviewed and verified the emissions data. Populated when verified_indicator = True. Required for California ARB and RGGI compliance submissions. | California AB 32 (CARB); RGGI Model Rule; ISO 14064-3
obligation_tracking | violation | related_violation_id |  | BIGINT | self_ref_fk |  | regulatory.violation.violation_id | Self-referencing FK on violation (related_violation_id)
obligation_tracking | violation | appeal_filed_flag |  | BOOLEAN |  |  |  | Indicates whether the utility has filed an appeal or contest of the violation finding or penalty.
obligation_tracking | violation | appeal_outcome |  | STRING |  |  |  | The final outcome of the appeal process, if an appeal was filed.
obligation_tracking | violation | asset_id |  | BIGINT |  |  |  | Identifier of the specific asset or equipment involved in the violation event.
obligation_tracking | violation | closure_date |  | DATE |  |  |  | The date on which the regulatory body officially closed the violation case after successful mitigation or penalty resolution.
obligation_tracking | violation | corrective_action_summary |  | STRING |  |  |  | Summary of corrective actions taken or planned to prevent recurrence of the violation.
obligation_tracking | violation | created_timestamp |  | TIMESTAMP |  |  |  | Timestamp when the violation record was first created in the compliance management system.
obligation_tracking | violation | customers_affected_count |  | INT |  |  |  | Number of customers impacted by the violation event, if applicable.
obligation_tracking | violation | discovery_date |  | DATE |  |  |  | The date on which the violation was first identified or discovered by the utility or regulatory body.
obligation_tracking | violation | docket_number |  | STRING |  |  |  | Official docket or case number assigned by the regulatory body for tracking the violation proceeding.
obligation_tracking | violation | facility_id |  | BIGINT |  |  |  | Identifier of the generation, transmission, or distribution facility where the violation occurred.
obligation_tracking | violation | impact_description |  | STRING |  |  |  | Description of the actual or potential impact of the violation on system reliability, safety, environment, or customers.
obligation_tracking | violation | mitigation_completion_date |  | DATE |  |  |  | The actual date on which all mitigation activities were completed and verified.
obligation_tracking | violation | mitigation_due_date |  | DATE |  |  |  | The deadline by which corrective actions must be completed to remedy the violation.
obligation_tracking | violation | mitigation_plan_id |  | BIGINT |  |  |  | Identifier of the formal mitigation plan submitted to address the violation.
obligation_tracking | violation | notes |  | STRING |  |  |  | Additional free-form notes or comments related to the violation, mitigation, or regulatory interactions.
obligation_tracking | violation | notification_date |  | DATE |  |  |  | The date on which the utility formally notified the regulatory body of the violation.
obligation_tracking | violation | occurrence_date |  | DATE |  |  |  | The date on which the violation actually occurred or the non-compliance event took place.
obligation_tracking | violation | outage_duration_minutes |  | INT |  |  |  | Duration of any service outage caused by the violation, measured in minutes.
obligation_tracking | violation | penalty_amount |  | DECIMAL(15,2) | confidential |  |  | Monetary penalty assessed by the regulatory body for the violation, in US dollars.
obligation_tracking | violation | penalty_currency |  | STRING |  |  |  | Currency code for the penalty amount. Utility operates in US dollars.
obligation_tracking | violation | penalty_paid_date |  | DATE |  |  |  | The date on which the assessed penalty was paid to the regulatory body.
obligation_tracking | violation | public_disclosure_flag |  | BOOLEAN |  |  |  | Indicates whether the violation has been publicly disclosed or reported in regulatory filings.
obligation_tracking | violation | regulatory_body |  | STRING |  |  |  | The governing authority or regulatory commission that identified or has jurisdiction over the violation.
obligation_tracking | violation | repeat_violation_flag |  | BOOLEAN |  |  |  | Indicates whether this is a repeat violation of the same standard within the lookback period.
obligation_tracking | violation | responsible_department |  | STRING |  |  |  | The internal department or business unit responsible for the area where the violation occurred.
obligation_tracking | violation | responsible_employee_id |  | BIGINT |  |  |  | Identifier of the employee or manager accountable for oversight of the violated standard or process.
obligation_tracking | violation | root_cause_analysis |  | STRING |  |  |  | Detailed findings from the root cause analysis investigation conducted to understand why the violation occurred.
obligation_tracking | violation | root_cause_category |  | STRING |  |  |  | High-level classification of the underlying root cause of the violation.
obligation_tracking | violation | self_reported_flag |  | BOOLEAN |  |  |  | Indicates whether the violation was self-reported by the utility (true) or discovered by the regulatory body (false).
obligation_tracking | violation | severity_level |  | STRING |  |  |  | Assessed severity of the violation based on impact to safety, reliability, or compliance.
obligation_tracking | violation | standard_code |  | STRING |  |  |  | The specific regulatory standard, rule, or tariff provision that was violated (e.g., NERC CIP-007, EPA CAA Section 111).
obligation_tracking | violation | standard_description |  | STRING |  |  |  | Full text description of the regulatory standard or requirement that was violated.
obligation_tracking | violation | status |  | STRING |  |  |  | Current lifecycle status of the violation in the compliance management process.
obligation_tracking | violation | updated_timestamp |  | TIMESTAMP |  |  |  | Timestamp when the violation record was last modified or updated.
obligation_tracking | violation | violation_description |  | STRING |  |  |  | Detailed narrative description of the violation, including circumstances, root cause, and impact.
obligation_tracking | violation | violation_id | Violation Identifier | BIGINT |  |  |  | Primary key for violation |  | TRUE
obligation_tracking | violation | violation_number |  | STRING |  |  |  | Externally-known unique violation tracking number assigned by the utility or regulatory body.
obligation_tracking | violation | violation_type |  | STRING |  |  |  | Classification of the violation based on the regulatory domain affected.
proceeding_management | commission_order | docket_id | Docket ID | BIGINT |  |  | regulatory.docket.docket_id | Reference to the regulatory docket or proceeding that gave rise to this commission order. Links the order back to the originating proceeding tracked in the docket product. | FERC Rules of Practice and Procedure, 18 CFR Part 385
proceeding_management | commission_order | effective_financial_period_id | Effective Financial Period Id (Foreign Key) | BIGINT |  |  | finance.financial_period.financial_period_id | Foreign key linking to finance.financial_period. Business justification: Commission orders with financial impacts (rate changes, refunds, penalties, regulatory asset approvals) must be recorded in specific financial periods for GAAP compliance. Regulatory accounting posts | Internal - LLM Generated Cross-Domain Link
proceeding_management | commission_order | rate_case_id | Rate Case ID | BIGINT |  |  | regulatory.rate_case.rate_case_id | Reference to the rate case record associated with this commission order, when the order results from a rate case proceeding. Nullable for orders not tied to a rate case (e.g., NERC penalty notices, EPA compliance orders). | NARUC Utility Regulatory Policy
proceeding_management | commission_order | appeal_deadline_date | Appeal Deadline Date | DATE |  |  |  | The date by which any party (utility, intervenors, or regulatory staff) must file an appeal, request for rehearing, or petition for review of the commission order. Calculated from order_date per the issuing authority's procedural rules. | FERC Rules of Practice and Procedure, 18 CFR Part 385; State PUC Procedural Rules; Administrative Procedure Act
proceeding_management | commission_order | appeal_filed | Appeal Filed Indicator | BOOLEAN |  |  |  | Indicates whether an appeal, request for rehearing, or petition for judicial review has been filed against this commission order. True when an appeal has been filed; False when no appeal has been filed within the appeal period. | FERC Rules of Practice and Procedure, 18 CFR Part 385; Administrative Procedure Act
proceeding_management | commission_order | appeal_filed_date | Appeal Filed Date | DATE |  |  |  | The date on which an appeal, request for rehearing, or petition for judicial review was formally filed against this commission order. Null when no appeal has been filed. | FERC Rules of Practice and Procedure, 18 CFR Part 385; Administrative Procedure Act
proceeding_management | commission_order | appeal_status | Appeal Status | STRING |  | not_appealed¦pending¦upheld¦reversed¦remanded¦withdrawn |  | Current status of any appeal filed against this commission order: not_appealed (no appeal filed), pending (appeal filed and under review), upheld (appellate authority affirmed the order), reversed (appellate authority overturned the order), remanded (appellate authority returned the order for further proceedings), withdrawn (appealing party withdrew the appeal). | FERC Rules of Practice and Procedure, 18 CFR Part 385; Administrative Procedure Act; State PUC Procedural Rules
proceeding_management | commission_order | approved_rate_base | Approved Rate Base | DECIMAL(18,2) | confidential |  |  | The total rate base approved by the commission in this order, expressed in U.S. dollars. Represents the net investment in utility plant and working capital on which the utility is authorized to earn a return. Null for orders not involving rate base determinations. | NARUC Utility Regulatory Policy; FERC Uniform System of Accounts; State PUC Rate Case Rules
proceeding_management | commission_order | approved_rate_change_pct | Approved Rate Change Percentage | DECIMAL(8,4) | confidential |  |  | The percentage change in base rates approved by the commission order relative to existing rates. Positive values indicate a rate increase; negative values indicate a rate decrease. Null for orders not involving base rate changes. | NARUC Utility Regulatory Policy; State PUC Tariff Rules
proceeding_management | commission_order | approved_revenue_requirement | Approved Revenue Requirement | DECIMAL(18,2) | confidential |  |  | The total annual revenue requirement approved by the regulatory authority in this commission order, expressed in U.S. dollars. Represents the amount the utility is authorized to collect from ratepayers to recover its prudently incurred costs plus a reasonable return. Null for orders not involving revenue requirement determinations. | NARUC Utility Regulatory Policy; FERC Uniform System of Accounts; State PUC Rate Case Rules
proceeding_management | commission_order | approved_roe_pct | Approved Return on Equity (ROE) Percentage | DECIMAL(6,4) | confidential |  |  | The allowed Return on Equity (ROE) percentage approved by the commission in this order. Represents the authorized rate of return on the equity component of the utility's capital structure. Null for orders not involving ROE determinations. | FERC; NARUC Utility Regulatory Policy; State PUC Rate Case Rules
proceeding_management | commission_order | commission_order_id | Commission Order ID | BIGINT |  |  |  | Unique surrogate identifier for each commission order record in the regulatory data product. Primary key for the commission_order entity in the Databricks Silver Layer. | Internal Data Governance Standard | TRUE
proceeding_management | commission_order | compliance_deadline_date | Compliance Deadline Date | DATE |  |  |  | The date by which the utility must complete all compliance actions mandated by the commission order, such as filing compliance tariffs, implementing approved rates, submitting compliance reports, or completing required infrastructure changes. | FERC Rules of Practice and Procedure, 18 CFR Part 385; NERC Rules of Procedure; State PUC Procedural Rules
proceeding_management | commission_order | compliance_filing_date | Compliance Filing Date | DATE |  |  |  | The date on which the utility submitted its required compliance filing to the regulatory authority in response to this commission order. Null when no compliance filing has been submitted or is not required. | FERC Rules of Practice and Procedure, 18 CFR Part 385; State PUC Procedural Rules
proceeding_management | commission_order | compliance_filing_required | Compliance Filing Required Indicator | BOOLEAN |  |  |  | Indicates whether the commission order requires the utility to submit a compliance filing (e.g., compliance tariff, compliance report, or compliance plan) to the regulatory authority by the compliance_deadline_date. True when a compliance filing is mandated. | FERC Rules of Practice and Procedure, 18 CFR Part 385; State PUC Procedural Rules
proceeding_management | commission_order | confidential_flag | Confidential Order Flag | BOOLEAN |  |  |  | Indicates whether this commission order or any of its associated documents have been designated as confidential or protected from public disclosure by the issuing regulatory authority. True when the order or supporting materials are subject to a protective order or confidentiality designation. | FERC Rules of Practice and Procedure, 18 CFR Part 388; State PUC Protective Order Rules
proceeding_management | commission_order | cpcn_project_name | Certificate of Public Convenience and Necessity (CPCN) Project Name | STRING |  |  |  | Name of the capital project or infrastructure investment for which a Certificate of Public Convenience and Necessity (CPCN) is granted or denied by this commission order. Applicable only for CPCN proceedings. Null for all other order types. | State PUC CPCN Statutes; FERC Certificate of Public Convenience and Necessity, 18 CFR Part 157
proceeding_management | commission_order | created_timestamp | Record Created Timestamp | TIMESTAMP |  |  |  | The timestamp when this commission order record was first created in the regulatory data product. Audit field capturing the initial data ingestion or manual entry event in the Databricks Silver Layer. | Internal Data Governance Standard; SOX Section 404
proceeding_management | commission_order | customer_class_scope | Customer Class Scope | STRING |  | residential¦commercial¦industrial¦all_classes¦large_power |  | The customer class or rate class to which the commission order's directives or approved rates apply. Values: residential, commercial, industrial, large_power, or all_classes when the order applies universally across all customer segments. | NARUC Utility Regulatory Policy; State PUC Tariff Rules
proceeding_management | commission_order | effective_date | Order Effective Date | DATE |  |  |  | The date on which the commission order's directives, approved rates, or compliance obligations become legally effective and binding on the utility. May differ from order_date when the order specifies a future effective date or when interim rates are superseded. | FERC Rules of Practice and Procedure, 18 CFR Part 385; State PUC Tariff Rules
proceeding_management | commission_order | fac_indicator | Fuel Adjustment Clause (FAC) Indicator | BOOLEAN |  |  |  | Indicates whether this commission order involves a Fuel Adjustment Clause (FAC) or fuel cost recovery mechanism. True when the order approves, modifies, or audits FAC rates or fuel cost pass-through provisions. | NARUC Utility Regulatory Policy; State PUC FAC Rules
proceeding_management | commission_order | ghg_program_ref | Greenhouse Gas (GHG) Program Reference | STRING |  |  |  | Reference identifier for the Greenhouse Gas (GHG) or emissions compliance program associated with this commission order (e.g., EPA Clean Air Act permit number, state GHG program ID, Renewable Portfolio Standard (RPS) compliance docket reference). Null for orders not related to GHG or emissions compliance. | EPA Clean Air Act; State RPS Statutes; DOE Reporting Requirements
proceeding_management | commission_order | issuing_authority | Issuing Regulatory Authority | STRING |  | PUC¦FERC¦NERC¦EPA¦DOE¦PHMSA |  | The regulatory body that issued this commission order. Identifies the jurisdictional authority: Public Utility Commission (PUC), Federal Energy Regulatory Commission (FERC), North American Electric Reliability Corporation (NERC), U.S. Environmental Protection Agency (EPA), U.S. Department of Energy (DOE), or Pipeline and Hazardous Materials Safety Administration (PHMSA). | FERC; NERC; EPA; DOE; PHMSA; State PUC Enabling Statutes
proceeding_management | commission_order | jurisdiction_state | Jurisdiction State | STRING |  | '^[A-Z]{2}$ |  | Two-letter U.S. state abbreviation identifying the state jurisdiction for state PUC orders. Null for federal orders issued by FERC, NERC, or EPA. Used to segment regulatory obligations by state service territory. | NARUC Utility Regulatory Policy; State PUC Enabling Statutes
proceeding_management | commission_order | lead_attorney | Lead Regulatory Attorney | STRING |  |  |  | Name of the utility's lead regulatory attorney or outside counsel responsible for managing the utility's response to this commission order, including compliance filings, appeals, and regulatory correspondence. | Internal Regulatory Affairs Governance
proceeding_management | commission_order | nerc_standard_ref | North American Electric Reliability Corporation (NERC) Standard Reference | STRING |  |  |  | The specific North American Electric Reliability Corporation (NERC) reliability standard identifier (e.g., FAC-001, PRC-005, CIP-007) that is the subject of this commission order. Applicable for NERC compliance and enforcement orders. Null for non-NERC proceedings. | NERC Rules of Procedure; NERC Reliability Standards Catalog; FERC Order 693
proceeding_management | commission_order | order_date | Commission Order Date | DATE |  |  |  | The official date on which the regulatory authority issued and signed the commission order. This is the authoritative date of the regulatory decision and is used for compliance deadline calculations and appeal period tracking. | FERC Rules of Practice and Procedure, 18 CFR Part 385; State PUC Procedural Rules
proceeding_management | commission_order | order_number | Commission Order Number | STRING |  |  |  | Externally assigned alphanumeric identifier issued by the regulatory authority (PUC, FERC, NERC, or EPA) uniquely identifying this order within the issuing body's docket system. Used for official correspondence and regulatory filings. | FERC Rules of Practice and Procedure, 18 CFR Part 385; NARUC Utility Regulatory Policy
proceeding_management | commission_order | order_status | Commission Order Status | STRING |  | issued¦appealed¦stayed¦vacated¦superseded¦closed |  | Current lifecycle status of the commission order: issued (order is in effect), appealed (utility or intervenor has filed an appeal), stayed (order execution suspended pending appeal or court action), vacated (order overturned by appellate authority), superseded (replaced by a subsequent order), closed (all compliance obligations fulfilled and order administratively closed). | FERC Rules of Practice and Procedure, 18 CFR Part 385; State PUC Procedural Rules
proceeding_management | commission_order | order_summary | Commission Order Summary | STRING |  |  |  | Plain-language summary of the commission order's key findings, directives, and decisions. Captures the substance of the regulatory ruling including approved actions, denied requests, required compliance measures, and any conditions imposed on the utility. | FERC; NARUC Utility Regulatory Policy; State PUC Procedural Rules
proceeding_management | commission_order | order_type | Commission Order Type | STRING |  | final_order¦interim_order¦consent_order¦show_cause_order¦penalty_notice |  | Classification of the commission order by its legal and procedural nature: final_order (definitive ruling concluding a proceeding), interim_order (temporary ruling pending final decision), consent_order (negotiated settlement order), show_cause_order (directive requiring the utility to demonstrate compliance or justification), penalty_notice (formal notice of civil penalty or fine). [ENUM-REF-CANDIDATE: final_order¦interim_order¦consent_order¦show_cause_order¦penalty_notice¦declaratory_order¦compliance_order — promote to reference product] | FERC Rules of Practice and Procedure, 18 CFR Part 385; NARUC Utility Regulatory Policy; NERC Rules of Procedure
proceeding_management | commission_order | pbr_indicator | Performance-Based Ratemaking (PBR) Indicator | BOOLEAN |  |  |  | Indicates whether this commission order establishes, modifies, or evaluates a Performance-Based Ratemaking (PBR) mechanism. True when the order includes PBR provisions such as earnings sharing, efficiency incentives, or reliability performance metrics tied to rate adjustments. | NARUC Performance-Based Regulation Framework; State PUC PBR Orders
proceeding_management | commission_order | penalty_amount | Regulatory Penalty Amount | DECIMAL(18,2) | confidential |  |  | The civil monetary penalty or fine assessed against the utility in this commission order, expressed in U.S. dollars. Applicable for penalty notices, show cause orders, and NERC/EPA enforcement actions. Null for orders that do not impose a financial penalty. | NERC Rules of Procedure; EPA Clean Air Act Enforcement; FERC Civil Penalty Policy
proceeding_management | commission_order | priority_level | Regulatory Priority Level | STRING |  | critical¦high¦medium¦low |  | Internal priority classification assigned to this commission order based on its financial impact, compliance risk, and operational urgency: critical (immediate executive attention required, major financial or operational impact), high (significant compliance obligation with near-term deadline), medium (standard compliance obligation), low (routine or informational order with minimal operational impact). | Internal Regulatory Affairs Governance
proceeding_management | commission_order | proceeding_type | Proceeding Type | STRING |  |  |  | Category of the regulatory proceeding that produced this order: rate_case (general rate case), cpcn (Certificate of Public Convenience and Necessity), irp (Integrated Resource Plan), tariff_filing (tariff amendment or OATT filing), nerc_compliance (NERC reliability standard compliance), ghg_compliance (Greenhouse Gas/emissions compliance), oatt (Open Access Transmission Tariff), nem (Net Energy Metering), dr_program (Demand Response program approval). [ENUM-REF-CANDIDATE: rate_case¦cpcn¦irp¦tariff_filing¦nerc_compliance¦ghg_compliance¦oatt¦nem¦dr_program¦pbr¦other — promote to reference product] | FERC; NERC; State PUC Enabling Statutes; EPA Clean Air Act
proceeding_management | commission_order | refund_amount | Customer Refund Amount | DECIMAL(18,2) | confidential |  |  | The total amount the utility is ordered to refund to customers as directed by this commission order, expressed in U.S. dollars. Applicable when the commission determines the utility over-collected revenues or charged rates in excess of approved levels. Null when no refund is ordered. | FERC Rules of Practice and Procedure, 18 CFR Part 385; State PUC Rate Case Rules
proceeding_management | commission_order | refund_deadline_date | Customer Refund Deadline Date | DATE |  |  |  | The date by which the utility must complete the distribution of ordered customer refunds. Null when no refund is required by this order. | FERC Rules of Practice and Procedure, 18 CFR Part 385; State PUC Rate Case Rules
proceeding_management | commission_order | regulatory_case_manager | Regulatory Case Manager | STRING |  |  |  | Name of the internal regulatory affairs staff member or case manager responsible for tracking compliance obligations, coordinating cross-functional responses, and maintaining the utility's records for this commission order. | Internal Regulatory Affairs Governance
proceeding_management | commission_order | service_type | Regulated Service Type | STRING |  | electric¦gas¦electric_and_gas¦transmission¦generation |  | The regulated utility service type to which this commission order applies: electric (electric distribution), gas (natural gas distribution), electric_and_gas (combined electric and gas), transmission (high-voltage electric transmission), generation (electric generation). Determines which operational domain is subject to the order's directives. | FERC; State PUC Enabling Statutes; NARUC Utility Regulatory Policy
proceeding_management | commission_order | stay_expiration_date | Stay Expiration Date | DATE |  |  |  | The date on which a stay of the commission order expires or is lifted, after which the order's directives become effective. Null when no stay has been issued. | FERC Rules of Practice and Procedure, 18 CFR Part 385; Administrative Procedure Act
proceeding_management | commission_order | stay_issued | Stay Issued Indicator | BOOLEAN |  |  |  | Indicates whether a stay of the commission order has been granted by the issuing authority or an appellate court, suspending the order's effectiveness pending resolution of an appeal or rehearing. True when a stay is in effect. | FERC Rules of Practice and Procedure, 18 CFR Part 385; Administrative Procedure Act
proceeding_management | commission_order | tariff_schedule_ref | Tariff Schedule Reference | STRING |  |  |  | Reference to the specific tariff schedule, rate schedule, or Open Access Transmission Tariff (OATT) section that is approved, modified, or superseded by this commission order. Used to link the order to the utility's filed tariff documents. | FERC Tariff Filing Requirements; State PUC Tariff Rules; OATT
proceeding_management | commission_order | updated_timestamp | Record Updated Timestamp | TIMESTAMP |  |  |  | The timestamp when this commission order record was most recently modified in the regulatory data product. Audit field tracking the last update to any attribute, used for change detection and incremental processing in the Databricks Silver Layer. | Internal Data Governance Standard; SOX Section 404
proceeding_management | compliance_calendar | compliance_obligation_id | Compliance Obligation ID | BIGINT |  |  | regulatory.compliance_obligation.compliance_obligation_id | Reference to the compliance obligation record that drives this deadline, if the deadline is compliance-driven (e.g., NERC audit window, EPA reporting deadline, PHMSA inspection window). | Regulatory Compliance Framework
proceeding_management | compliance_calendar | docket_id | Docket ID | BIGINT |  |  | regulatory.docket.docket_id | Reference to the regulatory docket or proceeding associated with this deadline, if the deadline is proceeding-related (e.g., rate case milestone, CPCN application deadline, IRP submission due date). | Regulatory Affairs Data Standard
proceeding_management | compliance_calendar | filing_id | Filing Id (Foreign Key) | BIGINT |  |  | regulatory.filing.filing_id | Foreign key linking to regulatory.filing. Business justification: Compliance calendar events track specific filing deadlines (e.g., 'File quarterly NERC compliance report by 2024-04-15'). Each calendar event can reference the specific filing record it tracks. This c | Internal - LLM Generated Cross-Domain Link
proceeding_management | compliance_calendar | parent_compliance_calendar_id |  | BIGINT | self_ref_fk |  | regulatory.compliance_calendar.compliance_calendar_id | Self-referencing FK on compliance_calendar (parent_compliance_calendar_id)
proceeding_management | compliance_calendar | responsible_employee_id | Responsible Employee ID | BIGINT | confidential,pii |  | workforce.employee.employee_id | Employee identifier for the individual assigned primary accountability for this compliance deadline. Links to the workforce or human capital management system. | Human Capital Management System
proceeding_management | compliance_calendar | alert_status | Alert Status | STRING |  | no_alert¦alert_triggered¦escalated¦acknowledged |  | Current state of the alert mechanism for this deadline. Indicates whether an alert has been triggered, escalated to management, or acknowledged by the responsible party. | Regulatory Alert Management Standard
proceeding_management | compliance_calendar | alert_threshold_days | Alert Threshold Days | INT |  |  |  | The number of days before the effective due date at which an alert or notification should be triggered to the responsible party and escalation contact. Configurable per deadline type and risk level. | Regulatory Alert Configuration Standard
proceeding_management | compliance_calendar | completion_date | Completion Date | DATE |  |  |  | The actual date on which the filing, submission, or compliance action was completed and submitted to the regulatory body. Null if the deadline has not yet been met. | Regulatory Compliance Tracking Standard
proceeding_management | compliance_calendar | completion_status | Completion Status | STRING |  |  |  | Current status of the compliance deadline indicating whether the obligation has been met, is in progress, or has been missed. Drives operational workflow and escalation logic. [ENUM-REF-CANDIDATE: pending¦in_progress¦completed_on_time¦completed_late¦missed¦waived¦cancelled — 7 candidates stripped; promote to reference product] | Regulatory Compliance Status Framework
proceeding_management | compliance_calendar | compliance_calendar_id | Compliance Calendar ID | BIGINT |  |  |  | Unique identifier for each regulatory deadline, milestone, or scheduled compliance event tracked by the utility. Primary key for the compliance calendar registry. | Internal Data Management Standard | TRUE
proceeding_management | compliance_calendar | compliance_domain | Compliance Domain | STRING |  |  |  | The functional domain or category of compliance to which this deadline belongs (e.g., reliability standards, environmental reporting, safety inspections, financial filings, cybersecurity audits, rate regulation). Enables domain-specific reporting and resource planning. [ENUM-REF-CANDIDATE: reliability¦environmental¦safety¦financial¦operational¦cybersecurity¦rate_regulation¦other — 8 candidates stripped; promote to reference product] | Regulatory Compliance Taxonomy
proceeding_management | compliance_calendar | confirmation_number | Confirmation Number | STRING |  |  |  | The confirmation or tracking number provided by the regulatory body upon successful submission of the filing or compliance evidence. Serves as proof of timely submission. | Regulatory Filing Protocol
proceeding_management | compliance_calendar | created_timestamp | Created Timestamp | TIMESTAMP |  |  |  | The date and time when this compliance calendar record was first created in the system. Supports audit trail and data lineage tracking. | Data Governance Audit Standard
proceeding_management | compliance_calendar | days_to_deadline | Days to Deadline | INT |  |  |  | Calculated number of calendar days remaining until the effective due date. Negative values indicate the deadline has passed. Used to trigger alerts and prioritize work queues. | Regulatory Alert Management Standard
proceeding_management | compliance_calendar | deadline_type | Deadline Type | STRING |  |  |  | Classification of the type of regulatory deadline or milestone being tracked. Determines the nature of the obligation and the required action by the utility. [ENUM-REF-CANDIDATE: filing_due_date¦compliance_evidence_submission¦rate_case_milestone¦irp_update_cycle¦annual_report_due_date¦audit_window¦inspection_window¦testimony_deadline¦tariff_filing_deadline¦other — 10 candidates stripped; promote to reference product] | Regulatory Compliance Taxonomy
proceeding_management | compliance_calendar | effective_due_date | Effective Due Date | DATE |  |  |  | The current operative deadline date that the utility must meet. Equals extended_due_date if an extension was granted, otherwise equals original_due_date. This is the date used for alert calculations and compliance tracking. | Regulatory Deadline Management Standard
proceeding_management | compliance_calendar | escalation_contact | Escalation Contact | STRING |  |  |  | Name or identifier of the escalation contact or manager to be notified if the deadline is at risk of being missed or if issues arise during compliance preparation. | Internal Escalation Protocol
proceeding_management | compliance_calendar | event_name | Event Name | STRING |  |  |  | Descriptive name or title of the compliance deadline or milestone (e.g., 'Q1 FERC Form 1 Filing', 'Annual NERC CIP Audit', 'Rate Case Testimony Submission', 'IRP Update Cycle 2024'). | Regulatory Affairs Naming Convention
proceeding_management | compliance_calendar | event_notes | Event Notes | STRING |  |  |  | Free-text field for additional context, instructions, special conditions, or internal notes related to this compliance deadline. Captures information not covered by structured fields. | Internal Documentation Standard
proceeding_management | compliance_calendar | event_number | Event Number | STRING |  |  |  | Business-assigned unique identifier or tracking number for this compliance calendar event, used for internal reference and communication across regulatory affairs teams. | Internal Regulatory Tracking Standard
proceeding_management | compliance_calendar | extended_due_date | Extended Due Date | DATE |  |  |  | The revised deadline date if an extension has been granted by the regulatory body. Null if no extension has been requested or approved. This becomes the operative deadline when populated. | Regulatory Extension Protocol
proceeding_management | compliance_calendar | extension_approval_date | Extension Approval Date | DATE |  |  |  | The date on which the regulatory body formally approved the extension request. Null if no extension was granted. | Regulatory Extension Protocol
proceeding_management | compliance_calendar | extension_granted_indicator | Extension Granted Indicator | BOOLEAN |  |  |  | Flag indicating whether the regulatory body has approved the extension request. True if the extension was granted and extended_due_date has been populated. | Regulatory Extension Protocol
proceeding_management | compliance_calendar | extension_request_date | Extension Request Date | DATE |  |  |  | The date on which the utility submitted a formal request for deadline extension to the regulatory body. Null if no extension has been requested. | Regulatory Extension Protocol
proceeding_management | compliance_calendar | extension_requested_indicator | Extension Requested Indicator | BOOLEAN |  |  |  | Flag indicating whether the utility has formally requested an extension of the original deadline from the regulatory body. True if an extension request has been submitted. | Regulatory Extension Protocol
proceeding_management | compliance_calendar | jurisdiction | Jurisdiction | STRING |  |  |  | The regulatory jurisdiction or geographic scope to which this deadline applies (e.g., federal, state-specific, multi-state, RTO/ISO region). Identifies the legal and geographic boundaries of the compliance obligation. | FERC Jurisdictional Framework
proceeding_management | compliance_calendar | jurisdiction_state | Jurisdiction State | STRING |  |  |  | Two-letter state code identifying the specific state jurisdiction for state-level regulatory deadlines (e.g., CA for California PUC, NY for New York PSC). Null for federal or multi-state deadlines. | ISO 3166-2 US State Codes
proceeding_management | compliance_calendar | next_occurrence_date | Next Occurrence Date | DATE |  |  |  | For recurring deadlines, the date of the next scheduled occurrence after the current effective due date. Used for forward planning and resource allocation. | Regulatory Calendar Management Standard
proceeding_management | compliance_calendar | original_due_date | Original Due Date | DATE |  |  |  | The initial statutory or regulatory deadline date as established by the governing body or regulatory order. This date does not change even if extensions are granted. | Regulatory Deadline Management Standard
proceeding_management | compliance_calendar | penalty_exposure_amount | Penalty Exposure Amount | DECIMAL(18,2) | confidential |  |  | Estimated financial penalty or fine exposure (in USD) if this deadline is missed or the compliance obligation is not met. Used for risk assessment and prioritization. Null if no specific penalty is defined. | Regulatory Risk Assessment Framework
proceeding_management | compliance_calendar | priority_level | Priority Level | STRING |  | critical¦high¦medium¦low |  | Business-assigned priority classification for this compliance deadline based on regulatory impact, penalty exposure, and strategic importance. Drives resource allocation and management attention. | Regulatory Risk Management Framework
proceeding_management | compliance_calendar | recurrence_frequency | Recurrence Frequency | STRING |  |  |  | The frequency at which this compliance deadline recurs, if recurrence_indicator is true. Defines the cadence for automatic generation of future deadline instances. [ENUM-REF-CANDIDATE: daily¦weekly¦monthly¦quarterly¦semi_annual¦annual¦biennial¦ad_hoc — 8 candidates stripped; promote to reference product] | Regulatory Calendar Management Standard
proceeding_management | compliance_calendar | recurrence_indicator | Recurrence Indicator | BOOLEAN |  |  |  | Flag indicating whether this is a recurring compliance deadline (e.g., quarterly FERC filings, annual NERC audits) or a one-time event (e.g., specific rate case milestone, CPCN application deadline). True for recurring events. | Regulatory Calendar Management Standard
proceeding_management | compliance_calendar | regulatory_body | Regulatory Body | STRING |  |  |  | The regulatory authority or governing body to which this deadline applies (e.g., Federal Energy Regulatory Commission (FERC), North American Electric Reliability Corporation (NERC), State Public Utility Commission (PUC), Environmental Protection Agency (EPA), Pipeline and Hazardous Materials Safety Administration (PHMSA)). [ENUM-REF-CANDIDATE: FERC¦NERC¦PUC¦EPA¦DOE¦PHMSA¦OSHA¦state_commission¦other — 9 candidates stripped; promote to reference product] | NARUC Regulatory Body Classification
proceeding_management | compliance_calendar | regulatory_standard_ref | Regulatory Standard Reference | STRING |  |  |  | Citation or reference to the specific regulatory standard, rule, or statute that establishes this deadline (e.g., NERC CIP-007-6, EPA 40 CFR Part 75, FERC Order 1000, state tariff section). Provides legal traceability. | Regulatory Citation Standard
proceeding_management | compliance_calendar | responsible_party | Responsible Party | STRING |  |  |  | Name or identifier of the internal business unit, department, or individual responsible for ensuring this deadline is met (e.g., 'Regulatory Affairs', 'Compliance Manager', 'Rate Case Team', 'Environmental Compliance Officer'). | Internal Organizational Structure
proceeding_management | compliance_calendar | service_type | Service Type | STRING |  | electric¦gas¦steam¦water¦combined |  | The type of utility service to which this compliance deadline applies (electric generation/transmission/distribution, natural gas distribution, combined services). Enables service-specific compliance tracking. | Utility Service Classification Standard
proceeding_management | compliance_calendar | submission_method | Submission Method | STRING |  | electronic_portal¦email¦physical_mail¦hand_delivery¦fax¦other |  | The method or channel by which the compliance filing or evidence must be submitted to the regulatory body (e.g., electronic filing portal, email, physical mail, hand delivery). | Regulatory Filing Protocol
proceeding_management | compliance_calendar | updated_timestamp | Updated Timestamp | TIMESTAMP |  |  |  | The date and time when this compliance calendar record was last modified. Supports change tracking and audit trail requirements. | Data Governance Audit Standard
proceeding_management | cost_recovery_mechanism | cpcn_application_id | Cpcn Application Id (Foreign Key) | BIGINT |  |  | regulatory.cpcn_application.cpcn_application_id | Foreign key linking to regulatory.cpcn_application. Business justification: Cost recovery mechanisms (CWIP, AFUDC, construction riders) are established for CPCN-approved projects. The cost_recovery_mechanism.cpcn_number STRING field should be normalized to a FK. This links co | Internal - LLM Generated Cross-Domain Link
proceeding_management | cost_recovery_mechanism | current_financial_period_id | Current Financial Period Id (Foreign Key) | BIGINT |  |  | finance.financial_period.financial_period_id | Foreign key linking to finance.financial_period. Business justification: Cost recovery mechanisms (fuel adjustment clauses, storm cost recovery, DSM trackers) have true-up cycles tied to financial periods. Finance calculates quarterly/annual true-ups based on closed period | Internal - LLM Generated Cross-Domain Link
proceeding_management | cost_recovery_mechanism | docket_id | Docket ID | BIGINT |  |  | regulatory.docket.docket_id | Reference to the regulatory docket record that authorized or governs this cost recovery mechanism. Links to the regulatory.docket product for full proceeding details. | FERC; State PUC Docket Management
proceeding_management | cost_recovery_mechanism | rate_case_id | Rate Case Id (Foreign Key) | BIGINT |  |  | regulatory.rate_case.rate_case_id | Foreign key linking to regulatory.rate_case. Business justification: Cost recovery mechanisms are often established or modified through rate cases. While cost_recovery_mechanism already has docket_id, adding rate_case_id provides direct linkage to the rate case proceed | Internal - LLM Generated Cross-Domain Link
proceeding_management | cost_recovery_mechanism | afudc_rate_pct | Allowance for Funds Used During Construction (AFUDC) Rate Percentage | DECIMAL(8,4) | confidential |  |  | The FERC-approved or PUC-approved AFUDC capitalization rate expressed as a percentage, applicable when mechanism_type is AFUDC. Represents the cost of capital applied to construction work in progress (WIP) balances. Null for non-AFUDC mechanism types. | FERC Uniform System of Accounts Account 107; GAAP ASC 980; NARUC Regulatory Accounting
proceeding_management | cost_recovery_mechanism | annual_cap_amount | Annual Recovery Cap Amount | DECIMAL(18,2) | confidential |  |  | Maximum dollar amount that may be recovered through this mechanism in a single calendar or regulatory year, as approved by the regulatory body. Null if no annual cap is imposed. Expressed in USD. | State PUC Order; FERC; NARUC Regulatory Accounting
proceeding_management | cost_recovery_mechanism | approval_date | Regulatory Approval Date | DATE |  |  |  | Date on which the regulatory body issued the final order or decision approving this cost recovery mechanism. | FERC; State PUC Order Issuance Standards
proceeding_management | cost_recovery_mechanism | approval_order_number | Regulatory Approval Order Number | STRING |  |  |  | The official order, decision, or resolution number issued by the regulatory body that authorized this cost recovery mechanism. Used for audit trail and regulatory correspondence. | FERC; State PUC Order Issuance Standards; NARUC
proceeding_management | cost_recovery_mechanism | balance_as_of_date | Balance As-Of Date | DATE |  |  |  | The date as of which the current_balance was last calculated or reported. Used to determine the staleness of the balance figure for reporting and true-up purposes. | FERC Uniform System of Accounts; NARUC Regulatory Accounting
proceeding_management | cost_recovery_mechanism | cost_recovery_mechanism_id | Cost Recovery Mechanism ID | BIGINT |  |  |  | Unique surrogate identifier for each approved regulatory cost recovery mechanism or rider record in the utility's regulatory portfolio. | FERC Uniform System of Accounts; NARUC Regulatory Accounting | TRUE
proceeding_management | cost_recovery_mechanism | cost_recovery_mechanism_status | Mechanism Status | STRING |  | active¦suspended¦terminated¦pending_approval¦under_review¦expired |  | Current lifecycle status of the cost recovery mechanism: active = currently in effect and recovering costs; suspended = temporarily halted by regulatory order; terminated = permanently closed; pending_approval = filed but not yet approved; under_review = subject to ongoing prudency or audit review; expired = reached scheduled end date. | NARUC Regulatory Accounting; State PUC Tariff Filing Requirements
proceeding_management | cost_recovery_mechanism | current_balance | Current Mechanism Balance | DECIMAL(18,2) | confidential |  |  | Current outstanding balance of costs accumulated in this cost recovery mechanism tracker as of the last true-up or reporting period. Positive balance indicates under-recovery (costs exceed collections); negative balance indicates over-recovery. Expressed in USD. | FERC Uniform System of Accounts; NARUC Regulatory Accounting; GAAP ASC 980
proceeding_management | cost_recovery_mechanism | current_rate_amount | Current Recovery Rate Amount | DECIMAL(18,6) | confidential |  |  | The currently approved per-unit recovery rate applied to customer bills under this mechanism (e.g., cents per kWh for FAC, dollars per MCF for gas adjustment). The unit of measure is defined by recovery_method and service_type. | State PUC Tariff Filing Requirements; FERC; NARUC
proceeding_management | cost_recovery_mechanism | customer_class_scope | Customer Class Scope | STRING |  |  |  | The customer class or classes to which this cost recovery mechanism applies (e.g., 'Residential', 'Commercial', 'Industrial', 'All Classes'). Determines which rate schedules include this mechanism's surcharge. | State PUC Tariff Filing Requirements; NARUC
proceeding_management | cost_recovery_mechanism | disallowed_amount | Disallowed Cost Amount | DECIMAL(18,2) | confidential |  |  | Dollar amount of costs disallowed by the regulatory body following a prudency review or audit. Reduces the total recoverable amount. Expressed in USD. Zero if no disallowance has occurred. | State PUC Prudency Review Standards; FERC; NARUC Regulatory Accounting; GAAP ASC 980
proceeding_management | cost_recovery_mechanism | dsm_program_name | Demand-Side Management (DSM) / Energy Efficiency (EE) Program Name | STRING |  |  |  | Name of the DSM or EE program whose costs are being recovered through this mechanism. Applicable when mechanism_type is DSM_EE_rider. Null for non-DSM mechanisms. | State PUC DSM/EE Program Requirements; DOE Energy Efficiency Standards
proceeding_management | cost_recovery_mechanism | effective_end_date | Effective End Date | DATE |  |  |  | Date on which this cost recovery mechanism expires or is scheduled to terminate. Null for open-ended mechanisms with no defined sunset date. | FERC; State PUC Tariff Filing Requirements
proceeding_management | cost_recovery_mechanism | effective_start_date | Effective Start Date | DATE |  |  |  | Date on which this cost recovery mechanism becomes effective and the utility may begin recovering costs through rates. Typically aligned with the approved tariff effective date. | FERC Order 888; State PUC Tariff Filing Requirements
proceeding_management | cost_recovery_mechanism | ferc_account_number | Federal Energy Regulatory Commission (FERC) Account Number | STRING | restricted,pii_financial |  |  | The specific FERC Uniform System of Accounts account number applicable to this cost recovery mechanism (e.g., Account 182.3 for Other Regulatory Assets, Account 254 for Other Regulatory Liabilities). Required for FERC-jurisdictional utilities. | FERC Uniform System of Accounts; FERC Form 1
proceeding_management | cost_recovery_mechanism | filing_frequency | Regulatory Filing Frequency | STRING |  | monthly¦quarterly¦semi_annual¦annual¦as_needed |  | Frequency at which the utility must file reports, rate adjustment applications, or compliance filings with the regulatory body for this mechanism (e.g., monthly FAC filings, annual infrastructure rider updates). | State PUC Filing Requirements; FERC; NARUC
proceeding_management | cost_recovery_mechanism | gl_account_code | General Ledger (GL) Account Code | STRING |  |  |  | The FERC Uniform System of Accounts or company general ledger account code to which costs accumulated under this mechanism are posted. Ensures proper regulatory accounting treatment and financial reporting alignment. | FERC Uniform System of Accounts; GAAP ASC 980; SOX Section 404
proceeding_management | cost_recovery_mechanism | interest_accrual_indicator | Interest Accrual Indicator | BOOLEAN |  |  |  | Indicates whether interest accrues on the outstanding balance of this cost recovery mechanism as approved by the regulatory body. True = interest accrues on under- or over-recovery balances; False = no interest accrual. | FERC Uniform System of Accounts; State PUC Order; NARUC Regulatory Accounting
proceeding_management | cost_recovery_mechanism | interest_rate_pct | Interest Rate Percentage | DECIMAL(8,4) | confidential |  |  | The approved interest rate percentage applied to the outstanding balance when interest_accrual_indicator is True. Typically set by the regulatory body in the approval order. Null when interest_accrual_indicator is False. | FERC Uniform System of Accounts; State PUC Order; NARUC Regulatory Accounting
proceeding_management | cost_recovery_mechanism | jurisdiction | Regulatory Jurisdiction | STRING |  |  |  | The regulatory jurisdiction governing this mechanism (e.g., state abbreviation for PUC-regulated mechanisms, 'FERC' for federally regulated mechanisms). Determines which regulatory body must approve and oversee the mechanism. | FERC; State PUC Tariff Filing Requirements; NARUC
proceeding_management | cost_recovery_mechanism | last_true_up_date | Last True-Up Date | DATE |  |  |  | Date of the most recently completed true-up reconciliation for this mechanism. Used to track compliance with the approved true-up frequency and to identify overdue reconciliations. | State PUC Order; FERC; NARUC Regulatory Accounting
proceeding_management | cost_recovery_mechanism | mechanism_code | Cost Recovery Mechanism Code | STRING |  | '^[A-Z0-9_-]{2,30}$ |  | Externally-known alphanumeric code assigned by the utility or regulatory body to uniquely identify this cost recovery mechanism or rider (e.g., FAC-001, AFUDC-2024, STORM-RIDER-TX). Used in tariff filings, rate schedules, and regulatory correspondence. | FERC Order 888; State PUC Tariff Filing Requirements
proceeding_management | cost_recovery_mechanism | mechanism_description | Mechanism Description | STRING |  |  |  | Detailed narrative description of the cost recovery mechanism, including its regulatory purpose, the types of costs it covers, and any special conditions or limitations imposed by the approving regulatory body. | State PUC Tariff Filing Requirements; FERC; NARUC
proceeding_management | cost_recovery_mechanism | mechanism_name | Cost Recovery Mechanism Name | STRING |  |  |  | Full descriptive name of the cost recovery mechanism as it appears in the approved tariff or regulatory order (e.g., 'Fuel Adjustment Clause', 'Infrastructure Modernization Rider', 'Storm Cost Recovery Tracker'). | NARUC Regulatory Accounting; State PUC Tariff Filing Requirements
proceeding_management | cost_recovery_mechanism | mechanism_type | Cost Recovery Mechanism Type | STRING |  |  |  | Classification of the cost recovery mechanism by regulatory category. FAC = Fuel Adjustment Clause; AFUDC = Allowance for Funds Used During Construction; CIAC = Contribution in Aid of Construction; infrastructure_rider = capital infrastructure surcharge; storm_cost_tracker = storm damage cost recovery; DSM_EE_rider = Demand-Side Management / Energy Efficiency program cost recovery. [ENUM-REF-CANDIDATE: FAC¦AFUDC¦CIAC¦infrastructure_rider¦storm_cost_tracker¦DSM_EE_rider¦other — promote to reference product] | FERC Uniform System of Accounts; NARUC Regulatory Accounting; State PUC Tariff Filing Requirements
proceeding_management | cost_recovery_mechanism | next_filing_due_date | Next Regulatory Filing Due Date | DATE |  |  |  | Date by which the next required regulatory filing or rate adjustment application for this mechanism must be submitted to the regulatory body. Supports compliance calendar management. | State PUC Filing Requirements; FERC; NARUC
proceeding_management | cost_recovery_mechanism | next_true_up_date | Next True-Up Date | DATE |  |  |  | Scheduled date for the next true-up reconciliation filing with the regulatory body. Supports proactive compliance monitoring and workload planning. | State PUC Order; FERC; NARUC Regulatory Accounting
proceeding_management | cost_recovery_mechanism | notes | Mechanism Notes | STRING |  |  |  | Free-text field for regulatory staff to record supplemental information, open issues, pending actions, or contextual notes related to this cost recovery mechanism that are not captured in structured fields. | Internal Regulatory Records Management
proceeding_management | cost_recovery_mechanism | prudency_review_required | Prudency Review Required Indicator | BOOLEAN |  |  |  | Indicates whether costs recovered under this mechanism are subject to a regulatory prudency review before final recovery is confirmed. True = prudency review required; False = costs are pre-approved without individual prudency review. | State PUC Prudency Review Standards; NARUC; FERC
proceeding_management | cost_recovery_mechanism | prudency_review_status | Prudency Review Status | STRING |  | not_required¦pending¦in_progress¦completed¦disallowed¦approved |  | Current status of the prudency review for costs recovered under this mechanism: not_required = no review required; pending = review not yet initiated; in_progress = review underway; completed = review finalized; disallowed = costs partially or fully disallowed; approved = costs found prudent and approved for full recovery. | State PUC Prudency Review Standards; NARUC; FERC
proceeding_management | cost_recovery_mechanism | rate_base_treatment | Rate Base Treatment | STRING | restricted,pii | included¦excluded¦deferred¦amortized¦other |  | Regulatory accounting treatment of costs recovered under this mechanism with respect to the utility's rate base: included = costs are part of the approved rate base; excluded = costs are recovered outside rate base as a rider; deferred = costs are deferred pending future rate case inclusion; amortized = costs are being amortized over an approved period. | FERC Uniform System of Accounts; NARUC Regulatory Accounting; GAAP ASC 980
proceeding_management | cost_recovery_mechanism | rate_effective_date | Rate Effective Date | DATE |  |  |  | Date on which the current_rate_amount became effective for billing purposes. Changes when a true-up or rate adjustment is approved. | State PUC Tariff Filing Requirements; FERC
proceeding_management | cost_recovery_mechanism | recovery_method | Cost Recovery Method | STRING |  | volumetric¦fixed_charge¦percentage_of_bill¦demand_charge¦other |  | The billing methodology by which costs are recovered from customers: volumetric = per kWh or MCF consumed; fixed_charge = flat monthly charge per customer; percentage_of_bill = surcharge as a percentage of base bill; demand_charge = per kW of peak demand. | NARUC Regulatory Accounting; State PUC Tariff Filing Requirements
proceeding_management | cost_recovery_mechanism | recovery_period_months | Recovery Period (Months) | INT |  |  |  | Total approved recovery period in months over which the authorized costs are to be collected from customers. For amortized mechanisms, this defines the amortization schedule length. | FERC Uniform System of Accounts; State PUC Order; NARUC Regulatory Accounting
proceeding_management | cost_recovery_mechanism | regulatory_asset_liability | Regulatory Asset or Liability Classification | STRING |  | regulatory_asset¦regulatory_liability¦neither |  | Indicates whether this mechanism creates a regulatory asset (under-recovery, costs deferred for future collection), a regulatory liability (over-recovery, amounts owed back to customers), or neither (pass-through with no balance accumulation). Per GAAP ASC 980. | GAAP ASC 980; FERC Uniform System of Accounts; NARUC Regulatory Accounting
proceeding_management | cost_recovery_mechanism | regulatory_body | Regulatory Body | STRING |  |  |  | Name of the specific regulatory authority that approved and oversees this cost recovery mechanism (e.g., 'Texas PUC', 'California PUC', 'FERC', 'Illinois Commerce Commission'). | FERC; State PUC Tariff Filing Requirements; NARUC
proceeding_management | cost_recovery_mechanism | service_type | Service Type | STRING |  | electric¦gas¦combined¦other |  | Utility service type to which this cost recovery mechanism applies: electric distribution, gas distribution, or combined electric and gas service. | FERC Form 1; State PUC Tariff Filing Requirements
proceeding_management | cost_recovery_mechanism | tariff_schedule_ref | Tariff Schedule Reference | STRING |  |  |  | Reference to the specific tariff schedule, rate schedule, or tariff sheet number in the utility's filed tariff that implements this cost recovery mechanism. Used to cross-reference the regulatory authorization with the billing rate schedule. | FERC OATT; State PUC Tariff Filing Requirements
proceeding_management | cost_recovery_mechanism | total_authorized_amount | Total Authorized Recovery Amount | DECIMAL(18,2) | confidential |  |  | Total dollar amount authorized by the regulatory body for recovery under this mechanism over its full approved life. Null for open-ended mechanisms without a defined total cap. Expressed in USD. | FERC; State PUC Order; NARUC Regulatory Accounting
proceeding_management | cost_recovery_mechanism | true_up_frequency | True-Up Frequency | STRING |  | monthly¦quarterly¦semi_annual¦annual¦as_needed |  | Regulatory-approved frequency at which the cost recovery mechanism balance is reconciled and rates are adjusted to correct for over- or under-recovery (e.g., monthly for FAC, annual for infrastructure riders). | State PUC Order; FERC; NARUC Regulatory Accounting
proceeding_management | cost_recovery_mechanism | wip_balance | Work in Progress (WIP) Balance | DECIMAL(18,2) | confidential |  |  | Current construction Work in Progress balance associated with this AFUDC or infrastructure rider mechanism. Applicable when mechanism_type is AFUDC or infrastructure_rider. Expressed in USD. Null for non-capital mechanisms. | FERC Uniform System of Accounts Account 107; GAAP ASC 980
proceeding_management | cpcn_application | approval_commission_order_id | Approval Commission Order Id (Foreign Key) | BIGINT |  |  | regulatory.commission_order.commission_order_id | Foreign key linking to regulatory.commission_order. Business justification: CPCN applications are approved or denied by commission orders. The cpcn_application table should reference the commission_order that issued the final decision. This is a standard parent-child relation | Internal - LLM Generated Cross-Domain Link
proceeding_management | cpcn_application | capex_project_id | Capital Project ID | BIGINT |  |  | finance.capex_project.capex_project_id | Reference to the associated capital project record in the Enterprise Asset Management (EAM) or ERP system (e.g., SAP S/4HANA or Oracle WAM/Maximo). Links the regulatory authorization to the capital expenditure (CAPEX) project for financial tracking including AFUDC and WIP accounting. | SAP S/4HANA Capital Project Management; GAAP ASC 980
proceeding_management | cpcn_application | docket_id | Docket Id (Foreign Key) | BIGINT |  |  | regulatory.docket.docket_id | Foreign key linking to regulatory.docket. Business justification: CPCN applications are filed under regulatory dockets. The cpcn_application table currently has docket_number as STRING; this should be normalized to a FK relationship. Remove docket_number STRING and | Internal - LLM Generated Cross-Domain Link
proceeding_management | cpcn_application | interconnection_request_id | Interconnection Request ID | BIGINT |  |  | transmission.interconnection_request.interconnection_request_id | External identifier assigned by the RTO/ISO or transmission provider for the associated generator or transmission interconnection request. Links the CPCN regulatory authorization to the parallel interconnection study process. | FERC Order 2003; FERC Order 1000; RTO/ISO Interconnection Procedures
proceeding_management | cpcn_application | irp_submission_id | Irp Submission Id (Foreign Key) | BIGINT |  |  | regulatory.irp_submission.irp_submission_id | Foreign key linking to regulatory.irp_submission. Business justification: CPCN applications should demonstrate alignment with the utility's Integrated Resource Plan. The cpcn_application table has irp_alignment_flag BOOLEAN; when true, there should be a FK to the specific i | Internal - LLM Generated Cross-Domain Link
proceeding_management | cpcn_application | party_id | Applicant Legal Entity ID | BIGINT |  |  | customer.party.party_id | Reference to the legal entity (utility operating company or subsidiary) filing the CPCN application. Supports multi-jurisdictional utilities with multiple operating companies filing under different PUC jurisdictions. | State Public Utility Commission (PUC) Filing Standards; FERC Form 1
proceeding_management | cpcn_application | primary_asset_master_id | Primary Asset Master Id (Foreign Key) | BIGINT |  |  | asset.master.master_id | Foreign key linking to asset.asset_master. Business justification: CPCN applications approve construction of specific major assets (transmission lines, substations, generation units). Links regulatory approval to the primary asset constructed. Essential for tracking | Internal - LLM Generated Cross-Domain Link
proceeding_management | cpcn_application | acceptance_date | Application Acceptance Date | DATE |  |  |  | Date on which the regulatory agency formally accepted the CPCN application as complete and docketed it for review. Distinct from filing_date; acceptance triggers the official statutory review period. | State PUC Rules of Practice; FERC Rules of Practice and Procedure (18 CFR Part 385)
proceeding_management | cpcn_application | application_status | CPCN Application Status | STRING |  |  |  | Current lifecycle status of the CPCN application within the regulatory proceeding. Tracks progression from internal drafting through PUC/FERC review to final disposition. [ENUM-REF-CANDIDATE: draft¦filed¦pending_review¦evidentiary_hearing¦approved¦conditionally_approved¦denied¦withdrawn¦suspended — promote to reference product] | State Public Utility Commission (PUC) Rules of Practice; FERC Rules of Practice and Procedure (18 CFR Part 385)
proceeding_management | cpcn_application | applied_capacity_mw | Applied Capacity in Megawatts (MW) | DECIMAL(12,3) |  |  |  | Nameplate or rated capacity in megawatts (MW) for generation or substation projects as stated in the CPCN application. Null for linear infrastructure (transmission lines, pipelines) where line_length_miles is the primary measurement. Used for IRP capacity planning and PUC capacity need determinations. | FERC Form 1; State PUC Certificate of Need Standards; NERC BES Definition
proceeding_management | cpcn_application | certificate_expiry_date | Certificate Expiry Date | DATE |  |  |  | Date on which the issued CPCN certificate expires if construction has not commenced or the project has not been placed in service. Utilities must seek an extension or re-file if this date passes without project completion. | State PUC Certificate Conditions; FERC Certificate Order
proceeding_management | cpcn_application | certificate_issuance_date | Certificate Issuance Date | DATE |  |  |  | Date on which the CPCN certificate was formally issued to the utility following approval. This date authorizes commencement of construction or operation and is the key milestone for capital project scheduling and AFUDC accrual start. | State PUC Certificate Issuance Rules; FERC Certificate Order
proceeding_management | cpcn_application | conditions_of_approval | Conditions of Approval | STRING |  |  |  | Narrative description of any conditions, mitigation measures, or compliance obligations imposed by the PUC or FERC as part of a conditional approval. Null for unconditional approvals or pending applications. Populated from the regulatory order text. | State PUC Final Order; FERC Certificate Order; NERC FAC-001
proceeding_management | cpcn_application | construction_start_date | Authorized Construction Start Date | DATE |  |  |  | Earliest date on which construction may commence per the CPCN certificate conditions. May differ from the certificate_issuance_date if the certificate imposes pre-construction conditions (e.g., environmental mitigation plan approval). | State PUC Certificate Conditions; NERC FAC-001; EPA NPDES Permit
proceeding_management | cpcn_application | cost_recovery_mechanism | Cost Recovery Mechanism | STRING |  | rate_base¦rider¦tracker¦CIAC¦PPA¦other |  | Regulatory mechanism through which the utility intends to recover the costs of the project from customers. Rate_base: included in general rate case; rider/tracker: separate cost recovery surcharge; CIAC: customer-funded contribution; PPA: recovered through purchased power costs. | State PUC Rate Case Rules; FERC Uniform System of Accounts (18 CFR Part 101); NARUC Rate Design Manual
proceeding_management | cpcn_application | cpcn_application_id | Certificate of Public Convenience and Necessity (CPCN) Application ID | BIGINT |  |  |  | Unique surrogate identifier for each CPCN application record in the regulatory data product. Primary key for the cpcn_application table in the Databricks Silver Layer. | State Public Utility Commission (PUC) Filing Standards | TRUE
proceeding_management | cpcn_application | created_timestamp | Record Created Timestamp | TIMESTAMP |  |  |  | Timestamp when the CPCN application record was first created in the regulatory data system. Audit field supporting data lineage and record provenance in the Databricks Silver Layer. | SOX Section 404; GAAP Internal Controls; NERC CIP-007
proceeding_management | cpcn_application | decision_date | Regulatory Decision Date | DATE |  |  |  | Date on which the PUC or FERC issued its final order approving, conditionally approving, or denying the CPCN application. Null until a final decision is rendered. | State PUC Final Order; FERC Order; Federal Power Act
proceeding_management | cpcn_application | denial_reason | Application Denial Reason | STRING |  |  |  | Narrative description of the regulatory agency's stated basis for denying the CPCN application. Null for approved or pending applications. Used for regulatory strategy analysis and re-filing preparation. | State PUC Final Order; FERC Order; Administrative Procedure Act
proceeding_management | cpcn_application | environmental_review_status | Environmental Review Status | STRING |  | not_required¦initiated¦draft_published¦final_published¦complete |  | Current status of the environmental review process associated with the CPCN application. Tracks progression from initiation through draft and final publication to completion. A prerequisite for certificate issuance in most jurisdictions. | National Environmental Policy Act (NEPA); EPA Regulations (40 CFR Parts 1500-1508); State PUC Environmental Rules
proceeding_management | cpcn_application | environmental_review_type | Environmental Review Type | STRING |  | EIS¦EA¦CEQA¦NEPA_categorical_exclusion¦state_environmental_review¦none |  | Type of environmental review required or completed for the project. EIS (Environmental Impact Statement) and EA (Environmental Assessment) are federal NEPA categories; CEQA applies in California; state_environmental_review covers other state-level equivalents. Drives permitting timelines and conditions of approval. | National Environmental Policy Act (NEPA); California Environmental Quality Act (CEQA); EPA Regulations (40 CFR Parts 1500-1508)
proceeding_management | cpcn_application | estimated_capex_usd | Estimated Capital Expenditure (CAPEX) in USD | DECIMAL(18,2) | confidential |  |  | Total estimated capital expenditure (CAPEX) in US dollars as stated in the CPCN application. Used for rate base determination, AFUDC calculation, and prudency review. Confidential as it contains commercially sensitive cost estimates submitted in regulatory proceedings. | FERC Uniform System of Accounts (18 CFR Part 101); GAAP ASC 980; State PUC Rate Case Rules
proceeding_management | cpcn_application | evidentiary_hearing_date | Evidentiary Hearing Date | DATE |  |  |  | Scheduled or actual date of the evidentiary hearing before the PUC or FERC administrative law judge. Null if the application is processed on the written record without a hearing. | State PUC Rules of Practice; FERC Rules of Practice and Procedure (18 CFR Part 385)
proceeding_management | cpcn_application | ferc_section_203_flag | FERC Section 203 Authorization Flag | BOOLEAN |  |  |  | Indicates whether the project also requires separate authorization under Federal Power Act Section 203 (disposition of jurisdictional facilities). True if the project involves a merger, acquisition, or disposition of FERC-jurisdictional assets in addition to the state CPCN. | Federal Power Act Section 203; FERC Regulations (18 CFR Part 33)
proceeding_management | cpcn_application | filing_date | CPCN Application Filing Date | DATE |  |  |  | The date on which the CPCN application was formally filed with the PUC or FERC. This is the principal business event timestamp that initiates the regulatory review clock and establishes statutory deadlines for agency action. | State PUC Rules of Practice; FERC Rules of Practice and Procedure (18 CFR Part 385)
proceeding_management | cpcn_application | fuel_technology_type | Fuel and Technology Type | STRING |  |  |  | Fuel source or generation technology type for generation projects (e.g., natural gas combined cycle, solar photovoltaic, wind, nuclear, hydro). For transmission and distribution projects, describes the primary technology (e.g., overhead line, underground cable, gas pipeline). Informs environmental review, RPS compliance, and IRP alignment. [ENUM-REF-CANDIDATE: natural_gas_cc¦natural_gas_ct¦nuclear¦solar_pv¦wind¦hydro¦battery_storage¦overhead_transmission¦underground_cable¦gas_pipeline — promote to reference product] | EPA Clean Air Act; State Renewable Portfolio Standard (RPS); IRP Filing Requirements
proceeding_management | cpcn_application | ghg_emissions_impact_tons | Greenhouse Gas (GHG) Emissions Impact in Metric Tons CO2e | DECIMAL(14,2) |  |  |  | Estimated annual greenhouse gas (GHG) emissions impact of the project in metric tons of CO2 equivalent (CO2e) as reported in the environmental review. Positive values indicate net emissions increase; negative values indicate net reduction (e.g., for renewable projects displacing fossil generation). Required for EPA and state GHG compliance reporting. | EPA Greenhouse Gas Reporting Program (40 CFR Part 98); State GHG Regulations; FERC Environmental Review
proceeding_management | cpcn_application | in_service_target_date | In-Service Target Date | DATE |  |  |  | Projected date by which the infrastructure is expected to be placed in commercial service as stated in the CPCN application. Used for IRP resource adequacy planning, RTO/ISO interconnection scheduling, and capital project milestone tracking. | State IRP Filing Requirements; FERC Form 1; RTO/ISO Interconnection Procedures
proceeding_management | cpcn_application | infrastructure_type | Infrastructure Type | STRING |  | generation¦transmission¦distribution¦gas_pipeline¦substation |  | Classification of the infrastructure category for which the CPCN is being sought. Determines the applicable regulatory framework, filing requirements, and reviewing authority (PUC vs. FERC). [ENUM-REF-CANDIDATE: generation¦transmission¦distribution¦gas_pipeline¦substation¦storage¦interconnection — promote to reference product] | FERC Order 1000; State PUC General Orders; NERC Reliability Standards
proceeding_management | cpcn_application | intervenor_count | Intervenor Count | INT |  |  |  | Number of parties that have formally intervened in the CPCN proceeding as of the most recent update. High intervenor counts indicate contested proceedings and are a leading indicator of hearing complexity and timeline risk. | State PUC Rules of Practice; FERC Rules of Practice and Procedure (18 CFR Part 385)
proceeding_management | cpcn_application | irp_alignment_flag | Integrated Resource Plan (IRP) Alignment Flag | BOOLEAN |  |  |  | Indicates whether the proposed project is included in the utility's most recently approved Integrated Resource Plan (IRP). True if the project is IRP-identified; False if it is an out-of-cycle or supplemental filing. IRP alignment is a key factor in PUC prudency review. | State IRP Filing Requirements; NARUC IRP Guidelines; DOE IRP Standards
proceeding_management | cpcn_application | jurisdiction_code | Regulatory Jurisdiction Code | STRING |  | FERC¦STATE_PUC¦DUAL |  | Identifies the primary regulatory jurisdiction governing this CPCN application. FERC for interstate transmission and wholesale facilities; STATE_PUC for intrastate distribution and retail facilities; DUAL for projects requiring both federal and state authorization. | Federal Power Act Section 203; State Public Utility Acts; FERC Order 1000
proceeding_management | cpcn_application | lead_project_manager | Lead Project Manager Name | STRING |  |  |  | Name of the capital project manager responsible for the infrastructure project associated with this CPCN application. Links regulatory authorization tracking to project delivery accountability. | Oracle WAM / IBM Maximo Project Management; SAP S/4HANA Project System
proceeding_management | cpcn_application | lead_regulatory_counsel | Lead Regulatory Counsel Name | STRING |  |  |  | Name of the internal or external legal counsel designated as lead attorney for the CPCN proceeding. Used for regulatory case management, document routing, and accountability tracking. | State PUC Rules of Practice; Internal Regulatory Affairs Governance
proceeding_management | cpcn_application | line_length_miles | Line Length in Miles | DECIMAL(10,3) |  |  |  | Total route length in miles for transmission lines, distribution circuits, or gas pipeline projects as stated in the CPCN application. Null for point-source generation and substation projects where applied_capacity_mw is the primary measurement. | State PUC General Orders; PHMSA Pipeline Safety Regulations (49 CFR Part 192/195)
proceeding_management | cpcn_application | nerc_bes_flag | NERC Bulk Electric System (BES) Flag | BOOLEAN |  |  |  | Indicates whether the proposed facility meets the NERC definition of a Bulk Electric System (BES) element, triggering mandatory NERC reliability standards compliance obligations. True for transmission facilities at or above 100 kV and generation above applicable thresholds. | NERC BES Definition (NERC Rules of Procedure); FERC Order 773; NERC Reliability Standards
proceeding_management | cpcn_application | ppa_associated_flag | Power Purchase Agreement (PPA) Associated Flag | BOOLEAN |  |  |  | Indicates whether the CPCN application is associated with a Power Purchase Agreement (PPA) rather than a utility-owned build. True if the project involves a third-party developer under a PPA; False for utility self-build projects. Affects rate treatment and cost recovery mechanism. | State PUC PPA Approval Rules; FERC Order 888; PURPA
proceeding_management | cpcn_application | project_name | Capital Project Name | STRING |  |  |  | Human-readable name of the generation, transmission, or distribution infrastructure project for which the CPCN is being sought. Used in regulatory filings, public notices, and internal capital project tracking. | State Public Utility Commission (PUC) Filing Standards
proceeding_management | cpcn_application | rate_base_eligible_flag | Rate Base Eligible Flag | BOOLEAN |  |  |  | Indicates whether the project costs are expected to be included in the utility's regulated rate base upon completion, enabling cost recovery through customer rates. False for projects funded via CIAC (Contribution in Aid of Construction) or other non-rate-base mechanisms. | FERC Uniform System of Accounts (18 CFR Part 101); State PUC Rate Case Rules; GAAP ASC 980
proceeding_management | cpcn_application | rec_eligible_flag | Renewable Energy Certificate (REC) Eligible Flag | BOOLEAN |  |  |  | Indicates whether the generation project is eligible to generate Renewable Energy Certificates (RECs) under the applicable state Renewable Portfolio Standard (RPS). True for qualifying renewable generation technologies; False for fossil fuel and nuclear projects. | State Renewable Portfolio Standard (RPS); NARUC REC Tracking Standards; EPA Green Power Partnership
proceeding_management | cpcn_application | rto_iso_region | Regional Transmission Organization / Independent System Operator (RTO/ISO) Region | STRING |  |  |  | The RTO or ISO region in which the project is located (e.g., CAISO, MISO, PJM, ERCOT, SPP, NYISO, ISO-NE). Determines interconnection study requirements, transmission planning obligations, and applicable OATT provisions. | FERC Order 1000; FERC OATT; RTO/ISO Tariff and Interconnection Procedures
proceeding_management | cpcn_application | service_territory | Service Territory Description | STRING |  |  |  | Description of the geographic service territory or region where the proposed infrastructure will be located or will serve. May reference county, utility planning area, load zone, or RTO/ISO region. Used for jurisdictional determination and public notice requirements. | State PUC Service Territory Maps; FERC OATT; RTO/ISO Tariff
proceeding_management | cpcn_application | state_code | State Code | STRING |  | '^[A-Z]{2}$ |  | Two-letter US state abbreviation (e.g., CA, TX, NY) identifying the primary state jurisdiction where the CPCN application is filed. Determines the applicable PUC and state regulatory requirements. | ANSI INCITS 38 (US State Codes); State PUC Filing Requirements
proceeding_management | cpcn_application | statutory_deadline_date | Statutory Decision Deadline Date | DATE |  |  |  | The date by which the regulatory agency is statutorily required to issue a final decision on the CPCN application. Calculated from the acceptance_date based on applicable state or federal procedural rules. Used for regulatory compliance monitoring and project schedule management. | State Public Utility Act Procedural Timelines; FERC Regulations (18 CFR Part 385)
proceeding_management | cpcn_application | updated_timestamp | Record Last Updated Timestamp | TIMESTAMP |  |  |  | Timestamp when the CPCN application record was most recently modified in the regulatory data system. Used for incremental ETL processing, change detection, and audit trail maintenance in the Databricks Silver Layer. | SOX Section 404; GAAP Internal Controls; NERC CIP-007
proceeding_management | cpcn_application | voltage_kv | Operating Voltage in Kilovolts (kV) | DECIMAL(8,2) |  |  |  | Nominal operating voltage in kilovolts (kV) for transmission or distribution infrastructure projects. Determines whether the project falls under FERC or state PUC jurisdiction (bulk electric system threshold) and applicable NERC reliability standards. | NERC BES Definition; FERC Order 773; IEEE Standard 1110
proceeding_management | docket | appeal_deadline_date | Appeal Deadline Date | DATE |  |  |  | The deadline by which a party must file a request for rehearing, appeal, or petition for review of the final order. Calculated from the final order date based on applicable statutory or regulatory timelines (e.g., 30 days for FERC rehearing requests under FPA Section 313). Null if no final order has been issued. | Federal Power Act Section 313; State PUC Appeal Statutes; Administrative Procedure Act
proceeding_management | docket | appeal_filed | Appeal Filed Indicator | BOOLEAN |  |  |  | Indicates whether the utility or any party has filed an appeal, request for rehearing, or petition for review of the final order in this docket. True if an appeal or rehearing request has been filed; False otherwise. Null if the docket has not yet reached a final order. Used to track post-order litigation exposure and contingent liability. | Federal Power Act Section 313; Administrative Procedure Act; State PUC Appeal Rules
proceeding_management | docket | approved_rate_of_return | Approved Rate of Return (ROE) | DECIMAL(6,4) | confidential |  |  | The overall rate of return on equity (ROE) approved by the regulatory authority in the final order, expressed as a decimal (e.g., 0.0975 for 9.75%). Null until a final order is issued or if the proceeding is not a rate case. Critical for financial planning, EBITDA projections, and investor reporting. | FERC Policy Statement on Rate of Return; State PUC Rate of Return Orders; GAAP; SOX
proceeding_management | docket | approved_revenue_requirement | Approved Revenue Requirement (USD) | DECIMAL(18,2) | confidential |  |  | The total annual revenue requirement approved by the regulatory authority in the final order for a rate case, expressed in U.S. dollars. Null until a final order is issued or if the proceeding is not a rate case. Used for rate design, billing system updates, and financial reporting under GAAP and SOX. | FERC Uniform System of Accounts 18 CFR Part 101; NARUC Uniform System of Accounts; GAAP; SOX
proceeding_management | docket | case_manager | Case Manager | STRING |  |  |  | Full name of the regulatory affairs case manager or project manager responsible for coordinating the utility's internal response, testimony preparation, and milestone tracking for this docket. Typically a regulatory affairs department employee. | Internal Regulatory Affairs Department Records
proceeding_management | docket | close_date | Docket Close Date | DATE |  |  |  | The date on which the regulatory authority formally closed the docket, typically upon issuance of a final order, dismissal, or withdrawal. Null if the docket remains open or active. Used to calculate proceeding duration and track regulatory cycle times. | FERC Rules of Practice and Procedure 18 CFR Part 385; State PUC Procedural Rules
proceeding_management | docket | confidential_flag | Confidential Treatment Flag | BOOLEAN |  |  |  | Indicates whether the utility has requested confidential treatment for some or all documents filed in this docket under applicable protective order or FOIA exemption. True if confidential treatment has been requested; False if all filings are public. Used to enforce data access controls and document management policies. | FERC 18 CFR Part 388; Freedom of Information Act (FOIA); State PUC Protective Order Rules
proceeding_management | docket | cpcn_project_name | Certificate of Public Convenience and Necessity (CPCN) Project Name | STRING |  |  |  | The name of the capital project or infrastructure investment for which a Certificate of Public Convenience and Necessity (CPCN) is being sought. Applicable only to CPCN proceedings. Examples: 'North Substation 345kV Upgrade', 'Gas Pipeline Replacement Phase 2'. Null for non-CPCN dockets. | State PUC CPCN Rules; Federal Power Act Section 203; Natural Gas Act
proceeding_management | docket | created_timestamp | Record Created Timestamp | TIMESTAMP |  |  |  | The timestamp when this docket record was first created in the regulatory case management system or data lakehouse. Represents the audit trail creation event. Formatted as yyyy-MM-ddTHH:mm:ss.SSSXXX per enterprise data standards. | SOX Section 404; Internal Data Governance Policy; GAAP Audit Trail Requirements
proceeding_management | docket | customer_class_scope | Customer Class Scope | STRING |  | residential¦commercial¦industrial¦all¦none |  | Identifies the customer class(es) affected by this regulatory proceeding. For rate cases and tariff filings, indicates whether the proceeding impacts residential, commercial, industrial, or all customer classes. 'none' is used for proceedings that do not directly affect customer rates (e.g., NERC reliability compliance). | NARUC Uniform System of Accounts; State PUC Rate Schedule Definitions
proceeding_management | docket | docket_id | Docket ID | BIGINT |  |  |  | Unique surrogate identifier for each regulatory docket or proceeding record in the lakehouse Silver layer. Primary key for this entity. | Internal Data Architecture Standard | TRUE
proceeding_management | docket | docket_number | Docket Number | STRING |  |  |  | The official externally-assigned docket or case number issued by the jurisdictional authority (e.g., PUC, FERC, NERC, EPA). This is the primary business identifier used in all regulatory correspondence, filings, and orders. Examples: FERC Docket No. ER24-1234, PUC Case No. 24-0001-EL-RDR. | FERC Rules of Practice and Procedure 18 CFR Part 385; NARUC Regulatory Practices
proceeding_management | docket | docket_status | Docket Status | STRING |  | open¦active¦suspended¦closed¦withdrawn |  | Current lifecycle status of the regulatory docket or proceeding. 'open' indicates the docket has been initiated but no active proceedings are underway; 'active' indicates proceedings are actively ongoing; 'suspended' indicates proceedings are temporarily halted by order or stipulation; 'closed' indicates the proceeding has concluded with a final order or disposition; 'withdrawn' indicates the utility voluntarily withdrew the filing. | FERC Rules of Practice and Procedure 18 CFR Part 385; State PUC Rules of Practice
proceeding_management | docket | effective_date | Effective Date | DATE |  |  |  | The date on which the rates, tariff provisions, or regulatory requirements approved in this docket become effective and binding. For rate cases, this is the date new rates go into effect. For tariff filings, this is the tariff effective date. May be subject to refund if rates are accepted subject to refund under FERC practice. | Federal Power Act Section 205; FERC 18 CFR Part 35; State PUC Tariff Rules
proceeding_management | docket | estimated_capex | Estimated Capital Expenditure (CAPEX) (USD) | DECIMAL(18,2) | confidential |  |  | The estimated capital expenditure (CAPEX) associated with the project or investment subject to this regulatory proceeding, expressed in U.S. dollars. Relevant for CPCN applications, IRP submissions, and major infrastructure rate cases. Used for prudency review tracking and AFUDC calculation. Null for proceedings not involving capital investment. | FERC Uniform System of Accounts; NARUC; GAAP; State PUC CPCN Rules
proceeding_management | docket | filing_date | Filing Date | DATE |  |  |  | The date on which the utility filed the initial application, petition, or complaint with the regulatory authority. This is the principal business event date for the docket — the date the proceeding was formally initiated. Used for tracking regulatory deadlines, statutory timelines, and compliance milestones. | FERC 18 CFR Part 385; State PUC Rules of Practice and Procedure
proceeding_management | docket | final_order_date | Final Order Date | DATE |  |  |  | The date on which the regulatory authority issued the final order, decision, or ruling concluding the proceeding. Null if the docket is still open or active. Used to calculate total proceeding duration, track regulatory cycle times, and trigger downstream actions such as billing system rate updates and financial reporting. | FERC Rules of Practice and Procedure 18 CFR Part 385; State PUC Procedural Rules
proceeding_management | docket | ghg_program_ref | Greenhouse Gas (GHG) Program Reference | STRING |  |  |  | Reference to the specific GHG compliance program or emissions regulation at issue in an EPA or state environmental compliance docket (e.g., 'EPA Clean Air Act Section 111(d)', 'State GHG Cap-and-Trade Program', 'RPS Compliance'). Applicable to GHG and emissions compliance proceedings. Null for non-environmental dockets. | EPA Clean Air Act; State GHG Regulations; DOE Reporting Requirements
proceeding_management | docket | hearing_date | Evidentiary Hearing Date | DATE |  |  |  | The scheduled or actual start date of the formal evidentiary hearing before the regulatory authority or administrative law judge (ALJ). Null if no hearing is required or if the hearing has not yet been scheduled. Used for legal resource scheduling and milestone tracking. | FERC Rules of Practice and Procedure 18 CFR Part 385; State PUC Hearing Rules
proceeding_management | docket | hearing_required | Evidentiary Hearing Required Indicator | BOOLEAN |  |  |  | Indicates whether the regulatory authority has ordered or is expected to require a formal evidentiary hearing (trial-type proceeding) for this docket. True if a hearing has been ordered or is anticipated; False if the proceeding is expected to be resolved on the written record. Impacts resource planning for testimony preparation and witness scheduling. | FERC Rules of Practice and Procedure 18 CFR Part 385; State PUC Hearing Rules; Administrative Procedure Act
proceeding_management | docket | intervenor_count | Intervenor Count | INT |  |  |  | The number of parties that have been granted intervenor status in the regulatory proceeding. Intervenors may include consumer advocates, industrial customers, environmental groups, competing utilities, and municipal entities. A higher intervenor count typically signals a more complex and contested proceeding. Updated as the proceeding progresses. | FERC Rules of Practice and Procedure 18 CFR Part 385; State PUC Intervention Rules
proceeding_management | docket | irp_planning_horizon_years | Integrated Resource Plan (IRP) Planning Horizon (Years) | INT |  |  |  | The planning horizon in years covered by an Integrated Resource Plan (IRP) submission. Typically 10, 15, or 20 years. Applicable only to IRP dockets. Used to track long-range resource adequacy planning obligations and RPS compliance trajectories. Null for non-IRP proceedings. | State PUC IRP Rules; DOE IRP Guidelines; RPS Statutes
proceeding_management | docket | jurisdiction | Filing Jurisdiction | STRING |  |  |  | The specific jurisdictional scope of the docket — identifies the state, federal, or regional authority. For state PUC proceedings, this is the two-letter state abbreviation (e.g., OH, CA, TX). For federal proceedings, this is 'FEDERAL'. For regional reliability proceedings, this is the NERC region (e.g., RFC, SERC, WECC). | NARUC; FERC; NERC Regional Entity Boundaries
proceeding_management | docket | lead_attorney | Lead Attorney | STRING | confidential |  |  | Full name of the lead regulatory attorney responsible for managing the utility's legal strategy and filings in this docket. Sourced from the legal department's matter management system. Used for workload tracking, attorney assignment reporting, and legal resource planning. | Internal Legal Department Records; State Bar Association
proceeding_management | docket | nerc_standard_ref | North American Electric Reliability Corporation (NERC) Standard Reference | STRING |  |  |  | The specific NERC reliability standard(s) at issue in a NERC compliance investigation or reliability proceeding (e.g., 'FAC-001-3', 'CIP-007-6', 'TPL-001-4'). Applicable only to NERC reliability and compliance dockets. Null for non-NERC proceedings. Used for NERC compliance tracking and BES reliability reporting. | NERC Reliability Standards; NERC Rules of Procedure; FERC Order 693
proceeding_management | docket | open_date | Docket Open Date | DATE |  |  |  | The date on which the regulatory authority formally opened or docketed the proceeding. May differ from the filing date if the authority assigns a docket number on a date subsequent to the initial filing. Marks the official commencement of the regulatory proceeding. | FERC Rules of Practice and Procedure 18 CFR Part 385; State PUC Procedural Rules
proceeding_management | docket | priority_level | Docket Priority Level | STRING |  | critical¦high¦medium¦low |  | Internal priority classification assigned by the regulatory affairs department to indicate the strategic and financial significance of the docket to the utility. 'critical' indicates proceedings with major rate impact or compliance risk; 'high' indicates significant proceedings; 'medium' indicates routine proceedings; 'low' indicates minor or administrative filings. Used for resource allocation and executive reporting. | Internal Regulatory Affairs Governance Policy
proceeding_management | docket | proceeding_subtype | Proceeding Subtype | STRING |  |  |  | Further classification within the proceeding type. For example, within a rate case: electric general rate case, gas general rate case, transmission rate case (OATT). Within tariff filings: initial tariff, tariff amendment, tariff cancellation. Provides granular categorization for reporting and analytics. | FERC 18 CFR Part 35; State PUC Tariff Filing Rules
proceeding_management | docket | proceeding_type | Proceeding Type | STRING |  |  |  | Classification of the regulatory proceeding or filing type. Defines the nature and purpose of the docket. [ENUM-REF-CANDIDATE: rate_case¦cpcn¦tariff_filing¦irp¦rulemaking¦complaint¦prudency_review¦compliance_investigation¦pbr¦ghg_compliance¦nerc_reliability¦ppa_approval — promote to reference product] | FERC 18 CFR Part 35; NARUC Regulatory Practices; State PUC Rules of Practice
proceeding_management | docket | rate_case_type | Rate Case Type | STRING |  | general¦limited¦formula¦pbr¦settlement |  | Specifies the type of rate case proceeding. 'general' is a full cost-of-service rate case; 'limited' is a focused rate case on specific cost elements; 'formula' is a rate case using a pre-approved formula rate mechanism (common in FERC transmission); 'pbr' is a Performance-Based Ratemaking proceeding; 'settlement' is a negotiated settlement rate case. Null for non-rate-case dockets. | FERC 18 CFR Part 35; State PUC Rate Case Rules; NARUC PBR Guidelines
proceeding_management | docket | regulatory_body | Regulatory Body | STRING |  |  |  | The jurisdictional authority or governing body with which the docket is filed or by which it is assigned. Identifies the primary regulator overseeing the proceeding. Values include FERC (Federal Energy Regulatory Commission), PUC (Public Utility Commission), NERC (North American Electric Reliability Corporation), EPA (U.S. Environmental Protection Agency), PHMSA (Pipeline and Hazardous Materials Safety Administration), DOE (U.S. Department of Energy), OSHA (Occupational Safety and Health Administration). [ENUM-REF-CANDIDATE: FERC¦PUC¦NERC¦EPA¦PHMSA¦DOE¦OSHA — 7 candidates stripped; promote to reference product] | FERC; NERC; EPA; PHMSA; State PUC Enabling Statutes
proceeding_management | docket | requested_rate_of_return | Requested Rate of Return (ROE) | DECIMAL(6,4) | confidential |  |  | The overall rate of return on equity (ROE) requested by the utility in a rate case, expressed as a decimal (e.g., 0.1050 for 10.50%). Null for non-rate-case proceedings. Used in rate case analytics, benchmarking against peer utilities, and PBR performance tracking. | FERC Policy Statement on Rate of Return; State PUC Rate of Return Guidelines; NARUC
proceeding_management | docket | requested_revenue_requirement | Requested Revenue Requirement (USD) | DECIMAL(18,2) | confidential |  |  | The total annual revenue requirement requested by the utility in a rate case filing, expressed in U.S. dollars. Represents the utility's claimed cost of service including OPEX, CAPEX recovery (depreciation), AFUDC, taxes, and allowed return on equity (ROE). Null for non-rate-case proceedings. This is a pre-decision requested amount, not the approved amount. | FERC Uniform System of Accounts 18 CFR Part 101; NARUC Uniform System of Accounts; GAAP
proceeding_management | docket | rto_iso_ref | Regional Transmission Organization / Independent System Operator (RTO/ISO) Reference | STRING |  |  |  | Identifies the Regional Transmission Organization (RTO) or Independent System Operator (ISO) relevant to this docket, if applicable. Examples: PJM, MISO, CAISO, SPP, ERCOT, NYISO, ISO-NE. Relevant for FERC transmission rate cases, OATT filings, and market rule proceedings. Null for state-only or non-transmission proceedings. | FERC Order 2000; FERC Order 888; OATT; RTO/ISO Tariffs
proceeding_management | docket | service_type | Service Type | STRING |  | electric¦gas¦both |  | Identifies whether the docket pertains to electric service, gas service, or both. Used to route dockets to the appropriate regulatory, legal, and operations teams and to support domain-specific regulatory reporting. | State PUC Service Classification Rules; FERC Jurisdictional Definitions
proceeding_management | docket | settlement_date | Settlement Date | DATE |  |  |  | The date on which the settlement agreement was executed or filed with the regulatory authority. Null if no settlement was reached. Used in conjunction with settlement_reached to track the timeline of negotiated resolutions and their impact on proceeding duration. | FERC Rules of Practice and Procedure 18 CFR Part 385.602; State PUC Settlement Rules
proceeding_management | docket | settlement_reached | Settlement Reached Indicator | BOOLEAN |  |  |  | Indicates whether the parties in the regulatory proceeding reached a negotiated settlement agreement in lieu of a fully litigated final order. True if a settlement was filed and approved; False if the proceeding was fully litigated or is still pending. Used to track settlement rates and litigation complexity across the regulatory docket portfolio. | FERC Rules of Practice and Procedure 18 CFR Part 385.602; State PUC Settlement Rules
proceeding_management | docket | statutory_deadline_date | Statutory Deadline Date | DATE |  |  |  | The date by which the regulatory authority is legally required to issue a final order or decision under applicable statute or rule. For example, FERC has a 60-day default effective date for rate filings under FPA Section 205; state PUCs may have statutory deadlines for rate case decisions. Null if no statutory deadline applies. | Federal Power Act Section 205/206; State PUC Enabling Statutes; FERC 18 CFR Part 35
proceeding_management | docket | subject_matter_summary | Subject Matter Summary | STRING |  |  |  | A concise narrative description of the subject matter, issues, and relief sought in the regulatory proceeding. Provides business context for users who need to understand the docket without reviewing the full filing. Sourced from the utility's regulatory affairs case management system or the regulatory authority's docket management system. | Internal Regulatory Affairs Records; FERC eLibrary; State PUC Docket Management Systems
proceeding_management | docket | test_year | Test Year | STRING |  | '^[0-9]{4}(-[0-9]{4})?$ |  | The test year or test period used as the basis for cost-of-service calculations in a rate case. May be a historical test year (e.g., '2023'), a future test year (e.g., '2025'), or a hybrid period (e.g., '2023-2024'). Null for non-rate-case proceedings. Fundamental to rate case analytics and cost allocation studies. | NARUC Rate Case Manual; State PUC Test Year Rules; FERC 18 CFR Part 35
proceeding_management | docket | updated_timestamp | Record Updated Timestamp | TIMESTAMP |  |  |  | The timestamp when this docket record was most recently modified in the regulatory case management system or data lakehouse. Used for change data capture (CDC), ETL incremental loads, and audit trail compliance. Formatted as yyyy-MM-ddTHH:mm:ss.SSSXXX per enterprise data standards. | SOX Section 404; Internal Data Governance Policy; GAAP Audit Trail Requirements
proceeding_management | docket | utility_division | Utility Division | STRING |  | electric¦gas¦transmission¦generation¦combined |  | The utility operating division or service territory to which this docket primarily applies. Distinguishes between electric distribution, gas distribution, transmission, generation, or combined proceedings. Critical for segregating regulatory obligations by business unit and for rate case cost allocation. | FERC OATT; State PUC Service Territory Definitions; NARUC Utility Classification
proceeding_management | filing | commission_order_id | Commission Order Id (Foreign Key) | BIGINT |  |  | regulatory.commission_order.commission_order_id | Foreign key linking to regulatory.commission_order. Business justification: Commission orders often require compliance filings (e.g., 'Utility shall file updated depreciation study within 90 days'). This FK links the responsive filing to the order that mandated it. N:1 cardin | Internal - LLM Generated Cross-Domain Link
proceeding_management | filing | compliance_obligation_id | Compliance Obligation Id (Foreign Key) | BIGINT |  |  | regulatory.compliance_obligation.compliance_obligation_id | Foreign key linking to regulatory.compliance_obligation. Business justification: Many filings are submitted to fulfill ongoing compliance obligations (quarterly NERC reports, annual RPS compliance filings, GHG emissions reports). Linking filing to compliance_obligation tracks whic | Internal - LLM Generated Cross-Domain Link
proceeding_management | filing | cpcn_application_id | Cpcn Application Id (Foreign Key) | BIGINT |  |  | regulatory.cpcn_application.cpcn_application_id | Foreign key linking to regulatory.cpcn_application. Business justification: Filings in CPCN dockets should reference the cpcn_application record. While filing already has docket_id, adding cpcn_application_id provides direct linkage when the filing is part of a CPCN proceedin | Internal - LLM Generated Cross-Domain Link
proceeding_management | filing | docket_id | Docket ID | BIGINT |  |  | regulatory.docket.docket_id | Reference to the parent regulatory docket or proceeding under which this filing is submitted. Links the filing to its governing case or proceeding at the regulatory body. | FERC eFiling System; State PUC Docket Management
proceeding_management | filing | irp_submission_id | Irp Submission Id (Foreign Key) | BIGINT |  |  | regulatory.irp_submission.irp_submission_id | Foreign key linking to regulatory.irp_submission. Business justification: IRP submissions generate multiple filings: initial plan filing, responses to data requests, updated forecasts, public comment responses. Each filing document should reference its parent IRP submission | Internal - LLM Generated Cross-Domain Link
proceeding_management | filing | rate_case_id | Rate Case Id (Foreign Key) | BIGINT |  |  | regulatory.rate_case.rate_case_id | Foreign key linking to regulatory.rate_case. Business justification: Filings in rate case dockets should reference the rate_case record. While filing already has docket_id, adding rate_case_id provides direct linkage when the filing is part of a rate case proceeding. T | Internal - LLM Generated Cross-Domain Link
proceeding_management | filing | superseded_by_filing_id | Superseded By Filing ID | BIGINT |  |  | regulatory.filing.filing_id | Reference to the filing_id of the subsequent filing that replaces this one when filing_status is 'superseded'. Enables traceability of the amendment chain and identification of the current authoritative version of a filing. | FERC eFiling System; State PUC Filing Procedures
proceeding_management | filing | tariff_schedule_id | Tariff Schedule Id (Foreign Key) | BIGINT |  |  | regulatory.tariff_schedule.tariff_schedule_id | Foreign key linking to regulatory.tariff_schedule. Business justification: Filings that propose tariff changes should reference the tariff_schedule being modified. The filing table currently has tariff_schedule_number as STRING; this should be normalized to a FK relationship | Internal - LLM Generated Cross-Domain Link
proceeding_management | filing | accepted_date | Accepted Date | DATE |  |  |  | Date on which the regulatory body formally accepted and docketed the filing. Distinct from the filing date; acceptance triggers statutory response deadlines and effective date calculations for tariff filings. | FERC 18 CFR Part 35; State PUC Tariff Filing Rules
proceeding_management | filing | confidentiality_designation | Confidentiality Designation | STRING | confidential | public¦internal¦confidential¦restricted |  | Data classification level assigned to the filing document, governing access controls and public disclosure obligations. 'public' filings are available on the regulatory body's public docket; 'confidential' filings are subject to protective order or CEII (Critical Energy Infrastructure Information) designation; 'restricted' filings contain highly sensitive operational or security data. | FERC Critical Energy Infrastructure Information (CEII) Rules 18 CFR Part 388; State PUC Protective Order Rules
proceeding_management | filing | cost_recovery_mechanism | Cost Recovery Mechanism | STRING |  |  |  | Identifies the regulatory cost recovery mechanism associated with this filing. 'fac' = Fuel Adjustment Clause; 'afudc' = Allowance for Funds Used During Construction; 'ciac' = Contribution in Aid of Construction; 'wip' = Work in Progress; 'rider' = regulatory rider; 'surcharge' = customer surcharge; 'base_rate' = general rate case base rate recovery. [ENUM-REF-CANDIDATE: fac¦afudc¦ciac¦wip¦rider¦surcharge¦base_rate — 7 candidates stripped; promote to reference product] | FERC Uniform System of Accounts; State PUC Cost Recovery Rules; GAAP ASC 980
proceeding_management | filing | created_timestamp | Record Created Timestamp | TIMESTAMP |  |  |  | Timestamp when this filing record was first created in the regulatory data management system. Supports audit trail requirements and record lineage tracking in the lakehouse silver layer. | SOX Section 302/404; Internal Data Governance Standard
proceeding_management | filing | cross_examination_date | Cross-Examination Date | DATE |  |  |  | Scheduled date on which the witness is available for cross-examination by parties to the proceeding. Populated for testimony filings as part of the hearing schedule management. Null for non-testimony filings. | State PUC Hearing Procedures; FERC Rules of Practice 18 CFR Part 385
proceeding_management | filing | document_title | Document Title | STRING |  |  |  | Official title of the filed document as it appears on the submission (e.g., 'Application for Certificate of Public Convenience and Necessity', 'Direct Testimony of Jane Doe on Revenue Requirement', 'Annual FERC Form 1 Report'). | FERC eFiling System; State PUC Filing Procedures
proceeding_management | filing | document_url | Document URL | STRING |  |  |  | Uniform Resource Locator (URL) or document management system path pointing to the filed document in the utility's internal document repository or the regulatory body's public docket system. Enables direct retrieval of the source document. | Internal Document Management Standard
proceeding_management | filing | effective_date | Effective Date | DATE |  |  |  | Date on which the rates, tariff provisions, or regulatory requirements established by the filing become operative. For tariff filings, this is the date new rates take effect. For compliance filings, this is the date the compliance obligation is satisfied. | FERC 18 CFR Part 35.3; State PUC Tariff Effective Date Rules
proceeding_management | filing | epa_regulation_citation | EPA Regulation Citation | STRING |  |  |  | Citation to the specific U.S. Environmental Protection Agency (EPA) regulation or rule (e.g., 40 CFR Part 75 for acid rain emissions, Clean Air Act Section 111(d)) under which this filing is submitted. Populated for EPA emissions reports and environmental compliance filings. | U.S. EPA Clean Air Act; 40 CFR Part 75; EPA Electronic Reporting
proceeding_management | filing | exhibit_list | Exhibit List | STRING |  |  |  | Comma-separated or delimited list of exhibit identifiers (e.g., Exhibit A, Exhibit 1, Schedule 1) attached to or sponsored by this filing. Captures the evidentiary exhibit inventory associated with the submission for record completeness. | State PUC Hearing Procedures; FERC Rules of Practice 18 CFR Part 385
proceeding_management | filing | filer_name | Filer Name | STRING |  |  |  | Legal name of the entity or individual submitting the filing to the regulatory body. Typically the utility's legal entity name, but may be an attorney, consultant, or authorized representative filing on behalf of the utility. | FERC eFiling System; State PUC Filing Procedures
proceeding_management | filing | filer_role | Filer Role | STRING |  | utility¦intervenor¦puc_staff¦independent_expert¦attorney |  | Designates the capacity in which the filer is participating in the proceeding. Distinguishes utility filings from intervenor, PUC staff, or independent expert submissions within the same docket. | FERC Rules of Practice and Procedure 18 CFR Part 385; State PUC Procedural Rules
proceeding_management | filing | filing_date | Filing Date | DATE |  |  |  | The official date on which the filing was submitted to the regulatory body. This is the principal business event date used for compliance deadline tracking, tariff effective date calculations, and regulatory calendar management. | FERC 18 CFR Part 35; State PUC Tariff Filing Rules; NERC Rules of Procedure
proceeding_management | filing | filing_description | Filing Description | STRING |  |  |  | Free-text narrative description of the filing's purpose, scope, and key provisions. Provides regulatory affairs staff and analysts with a plain-language summary of what the filing accomplishes and its significance to the utility's regulatory program. | Internal Regulatory Affairs Document Management
proceeding_management | filing | filing_id | Filing ID | BIGINT |  |  |  | Unique surrogate identifier for each regulatory filing record in the lakehouse silver layer. Primary key for the filing data product. | Internal Data Architecture Standard | TRUE
proceeding_management | filing | filing_number | Filing Number | STRING |  |  |  | Externally assigned document reference number issued by the regulatory body upon acceptance of the filing (e.g., FERC accession number, PUC filing number). Serves as the official public identifier for the submission. | FERC eFiling System; State PUC Docket Management
proceeding_management | filing | filing_status | Filing Status | STRING |  | draft¦submitted¦accepted¦rejected¦superseded¦withdrawn |  | Current lifecycle state of the filing within the regulatory submission workflow. 'draft' indicates preparation in progress; 'submitted' indicates transmission to the regulatory body; 'accepted' indicates formal docketing; 'rejected' indicates non-acceptance requiring resubmission; 'superseded' indicates replaced by a subsequent filing; 'withdrawn' indicates voluntarily recalled by the filer. | FERC eFiling Rules 18 CFR Part 385; State PUC Filing Procedures
proceeding_management | filing | filing_type | Filing Type | STRING |  |  |  | Classification of the regulatory submission by its formal document category. Distinguishes the nature and purpose of the filing within the regulatory proceeding. [ENUM-REF-CANDIDATE: initial_application¦testimony¦exhibit¦compliance_filing¦annual_report¦nerc_reliability_standard¦epa_emissions_report¦tariff_filing¦rate_case¦cpcn_application¦irp_submission¦errata — promote to reference product] | FERC eFiling System; NERC Rules of Procedure; EPA Electronic Reporting; State PUC Filing Procedures
proceeding_management | filing | ghg_reporting_period_end | Greenhouse Gas (GHG) Reporting Period End Date | DATE |  |  |  | End date of the greenhouse gas (GHG) emissions reporting period covered by this filing. Together with ghg_reporting_period_start, defines the compliance reporting window for EPA GHG submissions. | U.S. EPA Greenhouse Gas Reporting Program (GHGRP) 40 CFR Part 98
proceeding_management | filing | ghg_reporting_period_start | Greenhouse Gas (GHG) Reporting Period Start Date | DATE |  |  |  | Start date of the greenhouse gas (GHG) emissions reporting period covered by this filing. Applicable to EPA GHG emissions reports and environmental compliance submissions under the Clean Air Act. | U.S. EPA Greenhouse Gas Reporting Program (GHGRP) 40 CFR Part 98
proceeding_management | filing | internal_reference_number | Internal Reference Number | STRING |  |  |  | Utility-assigned internal tracking number for the filing, used to cross-reference the submission in internal document management and regulatory affairs systems prior to or independent of the regulatory body's assigned number. | Internal Regulatory Affairs Document Management
proceeding_management | filing | is_testimony | Is Testimony Indicator | BOOLEAN |  |  |  | Flag indicating whether this filing is a formal witness testimony submission (direct, rebuttal, surrebuttal, or errata testimony) as opposed to a non-testimony filing such as an application, exhibit, or compliance report. Drives testimony-specific attribute population. | State PUC Hearing Procedures; FERC Rules of Practice 18 CFR Part 385
proceeding_management | filing | jurisdiction_state | Jurisdiction State | STRING |  | '^[A-Z]{2}$ |  | Two-letter U.S. state abbreviation identifying the state jurisdiction applicable to this filing. Populated for state PUC filings; may be null for federal filings (FERC, NERC, EPA) that are not state-specific. | NARUC; State PUC Jurisdictional Rules; ISO 3166-2:US
proceeding_management | filing | nerc_standard_number | NERC Reliability Standard Number | STRING |  |  |  | Identifier of the North American Electric Reliability Corporation (NERC) reliability standard (e.g., CIP-002, FAC-001, TPL-001) to which this filing pertains. Populated for NERC compliance filings and reliability standard submissions. | NERC Rules of Procedure; NERC Reliability Standards
proceeding_management | filing | page_count | Page Count | INT |  |  |  | Total number of pages in the filed document. Used for document management, completeness verification, and regulatory record-keeping. | Internal Regulatory Affairs Document Management
proceeding_management | filing | pbr_mechanism_flag | Performance-Based Ratemaking (PBR) Mechanism Flag | BOOLEAN |  |  |  | Indicates whether this filing involves or establishes a performance-based ratemaking (PBR) mechanism, linking utility revenue or earnings to performance metrics such as reliability (SAIDI/SAIFI), customer satisfaction, or clean energy targets. | State PUC PBR Orders; NARUC Performance-Based Regulation Framework
proceeding_management | filing | prudency_review_flag | Prudency Review Flag | BOOLEAN |  |  |  | Indicates whether this filing is subject to a regulatory prudency review of capital expenditures or operational costs. Prudency reviews assess whether utility expenditures were made in a reasonable and prudent manner for cost recovery purposes. | State PUC Prudency Review Standards; NARUC
proceeding_management | filing | rate_case_year | Rate Case Year | INT |  |  |  | The test year or rate case year associated with this filing, representing the calendar or fiscal year for which rates or revenue requirements are being established. Applicable to rate case filings, IRP submissions, and annual reports. | NARUC Rate Case Manual; State PUC Rate Case Procedures
proceeding_management | filing | regulatory_body | Regulatory Body | STRING |  |  |  | The governmental or quasi-governmental authority to which the filing is submitted. Identifies the jurisdictional regulator: Federal Energy Regulatory Commission (FERC), North American Electric Reliability Corporation (NERC), U.S. Environmental Protection Agency (EPA), State Public Utility Commission (PUC), U.S. Department of Energy (DOE), Pipeline and Hazardous Materials Safety Administration (PHMSA), or Occupational Safety and Health Administration (OSHA). [ENUM-REF-CANDIDATE: FERC¦NERC¦EPA¦PUC¦DOE¦PHMSA¦OSHA — 7 candidates stripped; promote to reference product] | FERC; NERC; EPA; DOE; PHMSA; OSHA; NARUC
proceeding_management | filing | requested_rate_increase_pct | Requested Rate Increase Percentage | DECIMAL(8,4) | confidential |  |  | Percentage rate increase requested in this filing relative to currently approved rates. Applicable to rate case and tariff amendment filings. Used for regulatory impact analysis and public reporting. | NARUC Rate Case Manual; State PUC Rate Case Procedures
proceeding_management | filing | response_due_date | Response Due Date | DATE |  |  |  | Deadline by which the utility or other parties must respond to a regulatory body's data request, deficiency letter, or order related to this filing. Critical for compliance deadline tracking and regulatory calendar management. | FERC Rules of Practice 18 CFR Part 385; State PUC Procedural Rules
proceeding_management | filing | revenue_requirement_amount | Revenue Requirement Amount | DECIMAL(18,2) | confidential |  |  | Total revenue requirement amount (in USD) proposed or established by this filing. Applicable to rate case applications and revenue requirement testimony filings. Represents the total annual revenue the utility is authorized or requesting to collect from customers. | NARUC Rate Case Manual; State PUC Rate Case Procedures; FERC 18 CFR Part 35
proceeding_management | filing | submission_method | Submission Method | STRING |  | electronic¦paper¦hand_delivery¦email |  | Method by which the filing was transmitted to the regulatory body. Most modern filings are submitted electronically via FERC's eFiling system or state PUC e-filing portals; legacy or emergency filings may be submitted by paper, hand delivery, or email. | FERC eFiling Rules 18 CFR Part 385.2001; State PUC Electronic Filing Rules
proceeding_management | filing | testimony_subject | Testimony Subject Matter | STRING |  |  |  | Describes the primary regulatory topic addressed by the testimony. Common subjects include revenue requirement, rate design, capital structure, depreciation, demand forecast, cost of capital, performance-based ratemaking (PBR), and demand-side management (DSM). Null for non-testimony filings. [ENUM-REF-CANDIDATE: revenue_requirement¦rate_design¦capital_structure¦depreciation¦demand_forecast¦cost_of_capital¦pbr¦dsm¦ghg_compliance¦fuel_adjustment — promote to reference product] | NARUC Rate Case Manual; State PUC Rate Case Procedures
proceeding_management | filing | testimony_type | Testimony Type | STRING |  | direct¦rebuttal¦surrebuttal¦errata |  | For testimony filings, classifies the stage of the evidentiary record at which the testimony is submitted. 'direct' is the initial witness statement; 'rebuttal' responds to opposing direct testimony; 'surrebuttal' responds to rebuttal testimony; 'errata' corrects errors in previously filed testimony. Null for non-testimony filings. | State PUC Hearing Procedures; FERC Rules of Practice 18 CFR Part 385
proceeding_management | filing | updated_timestamp | Record Updated Timestamp | TIMESTAMP |  |  |  | Timestamp of the most recent update to this filing record in the regulatory data management system. Used to detect changes, support incremental ETL processing, and maintain audit trail integrity. | SOX Section 302/404; Internal Data Governance Standard
proceeding_management | filing | witness_affiliation | Witness Affiliation | STRING |  | utility¦intervenor¦puc_staff¦independent_expert |  | Organizational affiliation of the testifying witness, indicating which party in the proceeding the witness represents. Distinguishes utility witnesses from intervenor, PUC staff, and independent expert witnesses for evidentiary record management. | State PUC Hearing Procedures; FERC Rules of Practice 18 CFR Part 385
proceeding_management | filing | witness_name | Witness Name | STRING | confidential |  |  | Full name of the expert witness sponsoring the testimony filing. Populated only for testimony-type filings. Used to track the evidentiary record and cross-examination schedule in rate cases and contested proceedings. | State PUC Hearing Procedures; FERC Rules of Practice 18 CFR Part 385
proceeding_management | irp_portfolio | baseline_irp_portfolio_id |  | BIGINT | self_ref_fk |  | regulatory.irp_portfolio.irp_portfolio_id | Self-referencing FK on irp_portfolio (baseline_irp_portfolio_id)
proceeding_management | irp_portfolio | irp_submission_id | Irp Submission Id (Foreign Key) | BIGINT |  |  | regulatory.irp_submission.irp_submission_id | Foreign key linking to regulatory.irp_submission. Business justification: IRP portfolios represent alternative resource scenarios analyzed within a specific IRP submission. Each portfolio (preferred plan, alternative scenarios) belongs to one IRP submission filing. This est | Internal - LLM Generated Cross-Domain Link
proceeding_management | irp_portfolio | approval_date |  | DATE |  |  |  | The date on which the regulatory commission approved this IRP portfolio, authorizing the utility to proceed with resource acquisition and cost recovery.
proceeding_management | irp_portfolio | carbon_constraint_scenario |  | STRING |  |  |  | The greenhouse gas emissions reduction policy or target applied to this portfolio scenario, reflecting regulatory mandates or voluntary commitments.
proceeding_management | irp_portfolio | carbon_reduction_target_percent |  | DECIMAL(5,2) |  |  |  | The percentage reduction in carbon dioxide equivalent emissions targeted by this portfolio relative to a baseline year, if applicable.
proceeding_management | irp_portfolio | created_timestamp |  | TIMESTAMP |  |  |  | The date and time when this IRP portfolio record was first created in the system.
proceeding_management | irp_portfolio | demand_side_management_mw |  | DECIMAL(12,2) |  |  |  | The total peak demand reduction in megawatts achieved through energy efficiency and demand response programs included in this portfolio.
proceeding_management | irp_portfolio | description |  | STRING |  |  |  | Detailed narrative description of the portfolio scenario, including key assumptions, strategic objectives, resource mix rationale, and alignment with regulatory requirements.
proceeding_management | irp_portfolio | energy_forecast_gwh |  | DECIMAL(15,2) |  |  |  | The total forecasted annual energy requirement in gigawatt-hours at the end of the planning horizon for this portfolio scenario.
proceeding_management | irp_portfolio | environmental_compliance_flag |  | BOOLEAN |  |  |  | Indicates whether this portfolio meets all applicable federal and state environmental regulations including EPA emissions standards and state climate mandates.
proceeding_management | irp_portfolio | filing_date |  | DATE |  |  |  | The date on which this IRP portfolio was officially filed with the Public Utilities Commission or other regulatory authority.
proceeding_management | irp_portfolio | filing_year |  | INT |  |  |  | The calendar year in which this IRP portfolio was filed with the regulatory commission.
proceeding_management | irp_portfolio | irp_portfolio_id | Irp Portfolio Identifier | BIGINT |  |  |  | Primary key for irp_portfolio |  | TRUE
proceeding_management | irp_portfolio | jurisdiction |  | STRING |  |  |  | The state or federal jurisdiction under which this IRP portfolio was filed, represented by standard postal abbreviation (e.g., CA, TX, FERC).
proceeding_management | irp_portfolio | levelized_cost_per_mwh |  | DECIMAL(10,2) | confidential |  |  | The levelized cost of energy for this portfolio expressed in dollars per megawatt-hour, representing the average cost to generate and deliver electricity over the planning horizon.
proceeding_management | irp_portfolio | load_forecast_scenario |  | STRING |  |  |  | The demand growth assumption applied in this portfolio scenario, reflecting expected customer load patterns over the planning horizon.
proceeding_management | irp_portfolio | modeling_tool |  | STRING |  |  |  | The name of the capacity expansion or production cost modeling software used to develop and optimize this portfolio scenario (e.g., PLEXOS, Aurora, PROMOD).
proceeding_management | irp_portfolio | modified_timestamp |  | TIMESTAMP |  |  |  | The date and time when this IRP portfolio record was last modified in the system.
proceeding_management | irp_portfolio | peak_demand_mw |  | DECIMAL(12,2) |  |  |  | The forecasted system peak demand in megawatts at the end of the planning horizon for this portfolio scenario.
proceeding_management | irp_portfolio | planning_horizon_end_date |  | DATE |  |  |  | The last date of the planning period covered by this IRP portfolio scenario, typically 10-20 years from the start date depending on regulatory requirements.
proceeding_management | irp_portfolio | planning_horizon_start_date |  | DATE |  |  |  | The first date of the planning period covered by this IRP portfolio scenario, typically the beginning of the first forecast year.
proceeding_management | irp_portfolio | portfolio_code |  | STRING |  |  |  | Short alphanumeric code used to reference this portfolio in regulatory filings, internal planning documents, and cross-system references.
proceeding_management | irp_portfolio | portfolio_name |  | STRING |  |  |  | Business name or label assigned to this IRP portfolio scenario for identification and reporting purposes.
proceeding_management | irp_portfolio | portfolio_type |  | STRING |  |  |  | Classification of the portfolio scenario based on planning assumptions and strategic objectives. Base case represents the most likely scenario; preferred represents the utility's recommended resource plan.
proceeding_management | irp_portfolio | reliability_score |  | DECIMAL(5,2) |  |  |  | A quantitative reliability assessment score for this portfolio based on resource adequacy, transmission constraints, and operational flexibility metrics.
proceeding_management | irp_portfolio | renewable_capacity_mw |  | DECIMAL(12,2) |  |  |  | The total installed renewable generation capacity in megawatts (solar, wind, hydro, biomass) included in this portfolio at the end of the planning horizon.
proceeding_management | irp_portfolio | renewable_portfolio_standard_percent |  | DECIMAL(5,2) |  |  |  | The target percentage of energy generation from renewable sources required by state RPS mandates or voluntary commitments in this portfolio.
proceeding_management | irp_portfolio | reserve_margin_percent |  | DECIMAL(5,2) |  |  |  | The target planning reserve margin expressed as a percentage of peak demand, ensuring adequate capacity to meet reliability standards.
proceeding_management | irp_portfolio | risk_score |  | DECIMAL(5,2) |  |  |  | A quantitative risk assessment score for this portfolio based on sensitivity analysis of fuel price volatility, load uncertainty, regulatory changes, and technology performance.
proceeding_management | irp_portfolio | sensitivity_analysis_performed |  | BOOLEAN |  |  |  | Indicates whether sensitivity analysis was performed on this portfolio to test robustness against variations in key assumptions such as fuel prices, load growth, and technology costs.
proceeding_management | irp_portfolio | stakeholder_input_summary |  | STRING |  |  |  | A summary of key stakeholder feedback received during the IRP public comment process, including input from consumer advocates, environmental groups, and industry participants.
proceeding_management | irp_portfolio | status |  | STRING |  |  |  | Current lifecycle status of the IRP portfolio within the planning and regulatory approval process.
proceeding_management | irp_portfolio | storage_capacity_mw |  | DECIMAL(12,2) |  |  |  | The total installed energy storage capacity in megawatts (battery, pumped hydro, etc.) included in this portfolio at the end of the planning horizon.
proceeding_management | irp_portfolio | total_capacity_mw |  | DECIMAL(12,2) |  |  |  | The total installed generation capacity in megawatts included in this portfolio at the end of the planning horizon.
proceeding_management | irp_portfolio | total_portfolio_cost_million |  | DECIMAL(15,2) | confidential |  |  | The total net present value cost of this portfolio in millions of dollars over the planning horizon, including capital, operating, fuel, and environmental compliance costs.
proceeding_management | irp_submission | approval_commission_order_id | Approval Commission Order Id (Foreign Key) | BIGINT |  |  | regulatory.commission_order.commission_order_id | Foreign key linking to regulatory.commission_order. Business justification: IRP submissions are acknowledged or approved by commission orders. The irp_submission table currently has puc_order_number as STRING; this should be normalized to a FK relationship. Remove puc_order_n | Internal - LLM Generated Cross-Domain Link
proceeding_management | irp_submission | docket_id | Docket Id (Foreign Key) | BIGINT |  |  | regulatory.docket.docket_id | Foreign key linking to regulatory.docket. Business justification: IRP submissions are filed under regulatory dockets. The irp_submission table currently has docket_number as STRING; this should be normalized to a FK relationship. Remove docket_number STRING and repl | Internal - LLM Generated Cross-Domain Link
proceeding_management | irp_submission | rto_iso_id |  | BIGINT | internal |  | market.rto_iso.rto_iso_id | FK to market.rto_iso
proceeding_management | irp_submission | alternative_scenarios_count | Alternative Scenarios Evaluated Count | INT |  |  |  | The number of alternative resource portfolio scenarios evaluated and documented in the IRP filing, beyond the preferred plan (e.g., high renewable, high gas, high EE scenarios). | State PUC IRP Content Requirements
proceeding_management | irp_submission | alternative_scenarios_description | Alternative Scenarios Description | STRING |  |  |  | Narrative summary of the alternative resource portfolio scenarios evaluated in the IRP, including key assumptions and distinguishing characteristics of each scenario. | State PUC IRP Content Requirements
proceeding_management | irp_submission | created_timestamp | Record Created Timestamp | TIMESTAMP |  |  |  | The timestamp when this IRP submission record was first created in the regulatory data system, capturing the audit trail for record origination. | SOX Section 302; FERC Record-Keeping Requirements
proceeding_management | irp_submission | dr_capacity_mw | Demand Response (DR) Capacity (MW) | DECIMAL(12,3) |  |  |  | Total Demand Response (DR) capacity in Megawatts (MW) included in the preferred resource portfolio, representing load curtailment and peak shaving programs available to meet resource adequacy requirements. | FERC Order 745; State PUC DSM/DR Program Requirements
proceeding_management | irp_submission | ee_savings_mw | Energy Efficiency (EE) Savings (MW) | DECIMAL(12,3) |  |  |  | Total Energy Efficiency (EE) program savings in Megawatts (MW) of peak demand reduction included in the preferred resource portfolio, representing avoided capacity from DSM programs. | State PUC DSM/EE Program Requirements; NARUC EE Guidelines
proceeding_management | irp_submission | energy_type | Energy Type | STRING |  | electric¦gas¦combined |  | Indicates whether the IRP covers electric resource planning, gas supply planning, or a combined electric and gas integrated plan, reflecting the utility's service territory scope. | State PUC IRP Filing Requirements; AGA Gas Supply Planning Guidelines
proceeding_management | irp_submission | filing_date | IRP Filing Date | DATE |  |  |  | The date on which the IRP was formally submitted to the state PUC or applicable energy authority. Serves as the official commencement date of the regulatory proceeding. | State PUC IRP Filing Requirements
proceeding_management | irp_submission | fossil_capacity_mw | Fossil Fuel Generation Capacity (MW) | DECIMAL(12,3) |  |  |  | Total installed or planned fossil fuel generation capacity (coal, natural gas CT/CC, oil) in Megawatts (MW) included in the preferred resource portfolio at the end of the planning horizon. | State PUC IRP Resource Portfolio Requirements; U.S. DOE EIA Form 860
proceeding_management | irp_submission | ghg_emissions_target_tons | Greenhouse Gas (GHG) Emissions Target (Metric Tons CO2e) | DECIMAL(18,3) |  |  |  | The GHG emissions reduction target in metric tons of CO2 equivalent (CO2e) for the utility's generation portfolio at the end of the planning horizon, as required by state climate policy or PUC order. | EPA GHG Reporting Rule (40 CFR Part 98); State Climate Policy
proceeding_management | irp_submission | irp_approval_condition | IRP Approval Condition | STRING |  |  |  | Description of any conditions, modifications, or compliance requirements attached to the PUC's approval of the IRP, such as required supplemental filings, program modifications, or reporting obligations. | State PUC IRP Procedural Rules
proceeding_management | irp_submission | irp_consultant_name | IRP Consulting Firm Name | STRING |  |  |  | Name of the external consulting firm or advisor engaged to support development of the IRP, if applicable. Relevant for procurement transparency and regulatory disclosure. | State PUC IRP Disclosure Requirements
proceeding_management | irp_submission | irp_document_reference | IRP Document Reference | STRING |  |  |  | File path, document management system reference, or URL pointing to the official IRP filing document(s) stored in the utility's document management system or the PUC's electronic filing system. | State PUC Electronic Filing Requirements
proceeding_management | irp_submission | irp_submission_id | Integrated Resource Plan (IRP) Submission ID | BIGINT |  |  |  | Unique surrogate identifier for each Integrated Resource Plan (IRP) submission record in the lakehouse Silver layer. Primary key for this entity. | State Public Utility Commission (PUC) IRP Filing Requirements | TRUE
proceeding_management | irp_submission | irp_type | Integrated Resource Plan (IRP) Submission Type | STRING |  | full¦update¦amendment |  | Classifies the nature of the IRP submission: full plan (complete new IRP cycle), update (periodic progress update to an existing IRP), or amendment (correction or modification to a previously filed IRP). | State PUC IRP Filing Requirements
proceeding_management | irp_submission | irp_version_number | IRP Version Number | STRING |  |  |  | Version identifier for the IRP document, used to distinguish successive drafts, amendments, or errata filings within the same plan cycle year (e.g., v1.0, v1.1, v2.0). | State PUC IRP Filing Requirements
proceeding_management | irp_submission | is_rps_compliant | Renewable Portfolio Standard (RPS) Compliant Flag | BOOLEAN |  |  |  | Indicates whether the preferred resource plan as filed demonstrates compliance with the applicable state Renewable Portfolio Standard (RPS) target for the planning horizon end year. True if compliant, False if a compliance gap exists. | State RPS Statute; State PUC RPS Compliance Rules
proceeding_management | irp_submission | jurisdiction_code | Regulatory Jurisdiction Code | STRING |  | '^[A-Z]{2}$ |  | Two-letter U.S. state abbreviation identifying the regulatory jurisdiction (state PUC) to which this IRP is filed (e.g., CA, TX, NY). Supports multi-state utility operations. | NARUC State Utility Regulatory Directory; ISO 3166-2:US
proceeding_management | irp_submission | load_forecast_methodology | Load Forecast Methodology | STRING |  |  |  | Description of the methodology used to develop the long-range load forecast underpinning the IRP, including econometric models, weather normalization approach, and EV/DER adoption assumptions. | State PUC IRP Content Requirements; IEEE 1366
proceeding_management | irp_submission | nerc_reliability_standard_ref | North American Electric Reliability Corporation (NERC) Reliability Standard Reference | STRING |  |  |  | Reference to the applicable NERC reliability standard(s) (e.g., TPL-001-4, BAL-502) that inform the resource adequacy and planning reserve margin requirements addressed in this IRP. | NERC Reliability Standards; FERC Order 693
proceeding_management | irp_submission | next_update_due_date | Next IRP Update Due Date | DATE |  |  |  | The date by which the utility is required to file the next IRP update or full plan revision, as mandated by the applicable PUC order or statute. | State PUC IRP Filing Requirements
proceeding_management | irp_submission | nuclear_capacity_mw | Nuclear Generation Capacity (MW) | DECIMAL(12,3) |  |  |  | Total installed or planned nuclear generation capacity in Megawatts (MW) included in the preferred resource portfolio at the end of the planning horizon. | State PUC IRP Resource Portfolio Requirements; U.S. DOE EIA Form 860
proceeding_management | irp_submission | peak_demand_forecast_mw | Total Forecasted Peak Demand (MW) | DECIMAL(12,3) |  |  |  | Total forecasted system peak demand in Megawatts (MW) at the end of the planning horizon, representing the maximum load the utility must be capable of serving. Core resource adequacy metric. | NERC Resource Adequacy Standards; State PUC IRP Requirements
proceeding_management | irp_submission | plan_cycle_year | Integrated Resource Plan (IRP) Plan Cycle Year | INT |  |  |  | The calendar year in which this IRP cycle is initiated, typically corresponding to the year of filing. Used to distinguish successive IRP cycles (e.g., 2022, 2025, 2028). | State PUC IRP Filing Requirements; U.S. Department of Energy (DOE) IRP Guidelines
proceeding_management | irp_submission | planning_horizon_years | Planning Horizon (Years) | INT |  |  |  | The number of years covered by the IRP's forward-looking resource adequacy analysis, typically 10 to 20 years. Defines the temporal scope of the resource portfolio projections. | State PUC IRP Filing Requirements; U.S. DOE IRP Guidelines
proceeding_management | irp_submission | ppa_capacity_mw | Power Purchase Agreement (PPA) Capacity (MW) | DECIMAL(12,3) |  |  |  | Total generation capacity in Megawatts (MW) to be procured through Power Purchase Agreements (PPAs) as part of the preferred resource plan, as opposed to utility-owned generation. | State PUC IRP Resource Portfolio Requirements; FERC Order 888
proceeding_management | irp_submission | preferred_plan_description | Preferred Resource Plan Description | STRING |  |  |  | Narrative description of the utility's preferred resource plan, summarizing the selected portfolio of generation, storage, DR, and EE resources that best meets reliability, cost, and policy objectives over the planning horizon. | State PUC IRP Content Requirements
proceeding_management | irp_submission | public_comment_period_end_date | Public Comment Period End Date | DATE |  |  |  | The date on which the public comment period for the IRP filing closes, as established by the PUC procedural schedule. After this date, no new public comments are accepted. | State PUC IRP Procedural Rules; Administrative Procedure Act
proceeding_management | irp_submission | puc_acknowledgment_date | Public Utility Commission (PUC) Acknowledgment Date | DATE |  |  |  | The date on which the state PUC or energy authority formally acknowledged receipt and completeness of the IRP filing, initiating the official review period. | State PUC IRP Procedural Rules
proceeding_management | irp_submission | puc_approval_date | Public Utility Commission (PUC) Approval Date | DATE |  |  |  | The date on which the state PUC issued a final order approving, conditionally approving, or accepting the IRP. Null if the IRP has not yet received a final PUC disposition. | State PUC IRP Procedural Rules
proceeding_management | irp_submission | regulatory_authority_name | Regulatory Authority Name | STRING |  |  |  | Full name of the state PUC, energy office, or other regulatory authority to which the IRP is submitted (e.g., California Public Utilities Commission, New York Public Service Commission). | NARUC State Utility Regulatory Directory
proceeding_management | irp_submission | renewable_capacity_mw | Renewable Energy Generation Capacity (MW) | DECIMAL(12,3) |  |  |  | Total installed or planned renewable generation capacity (solar, wind, hydro, geothermal, biomass) in Megawatts (MW) in the preferred resource portfolio at the end of the planning horizon. | State RPS Requirements; State PUC IRP Resource Portfolio Requirements
proceeding_management | irp_submission | reserve_margin_pct | Planning Reserve Margin Percentage | DECIMAL(6,3) |  |  |  | The planning reserve margin percentage above forecasted peak demand required to ensure resource adequacy, expressed as a percentage (e.g., 15.0 for 15%). Typically set by the RTO/ISO or state PUC. | NERC TPL Standards; State PUC Resource Adequacy Requirements
proceeding_management | irp_submission | rps_compliance_pct | Renewable Portfolio Standard (RPS) Compliance Percentage | DECIMAL(6,3) |  |  |  | The projected Renewable Portfolio Standard (RPS) compliance percentage achieved by the preferred resource plan at the end of the planning horizon, expressed as a percentage of total retail electricity sales from eligible renewable sources. | State RPS Statute; State PUC RPS Compliance Rules
proceeding_management | irp_submission | rps_target_pct | Renewable Portfolio Standard (RPS) Target Percentage | DECIMAL(6,3) |  |  |  | The mandated RPS target percentage that the utility must achieve by the end of the planning horizon, as established by state statute or PUC order. | State RPS Statute; State PUC RPS Compliance Rules
proceeding_management | irp_submission | storage_capacity_mw | Energy Storage Capacity (MW) | DECIMAL(12,3) |  |  |  | Total installed or planned energy storage capacity in Megawatts (MW) included in the preferred resource portfolio, including battery storage and pumped hydro. | State PUC IRP Resource Portfolio Requirements; FERC Order 841
proceeding_management | irp_submission | submission_status | IRP Submission Status | STRING |  |  |  | Current lifecycle status of the IRP submission within the regulatory proceeding. Tracks progression from internal drafting through PUC acknowledgment and final disposition. [ENUM-REF-CANDIDATE: draft¦filed¦acknowledged¦under_review¦approved¦rejected¦withdrawn — promote to reference product] | State PUC IRP Procedural Rules
proceeding_management | irp_submission | total_capex_forecast_usd | Total Capital Expenditure (CAPEX) Forecast (USD) | DECIMAL(18,2) | confidential |  |  | Total projected Capital Expenditure (CAPEX) in U.S. dollars required to implement the preferred resource plan over the planning horizon, as presented in the IRP filing. | FERC Uniform System of Accounts; GAAP ASC 360
proceeding_management | irp_submission | total_opex_forecast_usd | Total Operating Expenditure (OPEX) Forecast (USD) | DECIMAL(18,2) | confidential |  |  | Total projected Operating Expenditure (OPEX) in U.S. dollars associated with the preferred resource plan over the planning horizon, as presented in the IRP filing. | FERC Uniform System of Accounts; GAAP ASC 420
proceeding_management | irp_submission | updated_timestamp | Record Last Updated Timestamp | TIMESTAMP |  |  |  | The timestamp when this IRP submission record was most recently modified, supporting audit trail and change tracking requirements. | SOX Section 302; FERC Record-Keeping Requirements
proceeding_management | irp_submission | utility_code | Utility Entity ID | BIGINT |  |  |  | Reference to the utility legal entity or operating company filing the IRP. Supports multi-utility or holding company structures where multiple operating companies may file separate IRPs. | FERC Form 1; State PUC Utility Registration |  | TRUE | An IRP (Integrated Resource Plan) submission references the utility entity filing the plan. For a single-utility company, this is likely a self-referencing identifier or a regulatory-assigned utility identifier (e.g., EIA utility ID). Since the model does not have a 'utility' or 'company' table and this is likely an external regulatory reference code identifying the utility in regulatory filings, KEEP_AS_IS and rename to utility_code.
proceeding_management | prudency_review | associated_project_capex_project_id | Associated Capital Project ID | BIGINT |  |  | finance.capex_project.capex_project_id | Reference identifier for the capital project or work order in the Enterprise Asset Management (EAM) system (Oracle WAM or IBM Maximo) whose expenditures are under prudency review. Enables traceability from regulatory review to the originating capital project record. | Oracle WAM / IBM Maximo EAM; FERC Uniform System of Accounts
proceeding_management | prudency_review | cost_recovery_mechanism_id | Cost Recovery Mechanism Id (Foreign Key) | BIGINT |  |  | regulatory.cost_recovery_mechanism.cost_recovery_mechanism_id | Foreign key linking to regulatory.cost_recovery_mechanism. Business justification: Prudency reviews evaluate whether costs recovered through cost recovery mechanisms were prudently incurred. The prudency_review table currently has cost_recovery_mechanism as STRING; this should be no | Internal - LLM Generated Cross-Domain Link
proceeding_management | prudency_review | cpcn_application_id | Cpcn Application Id (Foreign Key) | BIGINT |  |  | regulatory.cpcn_application.cpcn_application_id | Foreign key linking to regulatory.cpcn_application. Business justification: Prudency reviews can evaluate CPCN projects to determine if costs were prudently incurred. When a prudency_review is evaluating a CPCN project, it should reference the cpcn_application. This is nullab | Internal - LLM Generated Cross-Domain Link
proceeding_management | prudency_review | docket_id | Docket ID | BIGINT |  |  | regulatory.docket.docket_id | Reference to the regulatory docket that triggered or is associated with this prudency review. Links to the docket master record in the regulatory domain. | FERC eFiling System; State PUC Docket Management
proceeding_management | prudency_review | final_order_commission_order_id | Final Order Commission Order Id (Foreign Key) | BIGINT |  |  | regulatory.commission_order.commission_order_id | Foreign key linking to regulatory.commission_order. Business justification: Prudency reviews conclude with a final determination issued via commission order. The prudency_review table should reference the commission_order that contains the final determination. This links the | Internal - LLM Generated Cross-Domain Link
proceeding_management | prudency_review | rate_case_id | Rate Case ID | BIGINT |  |  | regulatory.rate_case.rate_case_id | Reference to the rate case proceeding in which the results of this prudency review will be or have been incorporated for revenue requirement determination. Links to the rate_case product in the regulatory domain. | FERC Rate Case Procedures; State PUC Rate Case Rules
proceeding_management | prudency_review | review_period_financial_period_id | Review Period Financial Period Id (Foreign Key) | BIGINT |  |  | finance.financial_period.financial_period_id | Foreign key linking to finance.financial_period. Business justification: Prudency reviews examine costs incurred during specific financial periods (review_period_start/end_date). Regulatory affairs and finance jointly analyze expenditures by financial period to prepare pru | Internal - LLM Generated Cross-Domain Link
proceeding_management | prudency_review | afudc_impact_amt | Allowance for Funds Used During Construction (AFUDC) Impact Amount | DECIMAL(18,2) | confidential |  |  | Dollar amount of Allowance for Funds Used During Construction (AFUDC) associated with the capital expenditures under review. Relevant for capital project prudency reviews where AFUDC capitalization is also subject to reasonableness evaluation. | FERC Uniform System of Accounts Account 107; GAAP ASC 835-20
proceeding_management | prudency_review | appeal_filing_date | Appeal Filing Date | DATE |  |  |  | Date on which the appeal or request for rehearing of the prudency determination was filed. Null if appeal_indicator is False. | FERC Rehearing Procedures (18 CFR Part 385); State PUC Appeal Rules
proceeding_management | prudency_review | appeal_indicator | Appeal Indicator | BOOLEAN |  |  |  | Indicates whether the utility or any party has filed an appeal or request for rehearing of the final prudency determination. True if an appeal is pending or has been filed; False otherwise. | FERC Rehearing Procedures (18 CFR Part 385); State PUC Appeal Rules
proceeding_management | prudency_review | approved_recovery_amt | Approved Recovery Amount | DECIMAL(18,2) | confidential |  |  | Final dollar amount of expenditures approved for cost recovery from ratepayers per the final regulatory determination. Equals total_expenditure_under_review_amt minus disallowed_amt. Satisfies TRANSACTION_HEADER MONETARY_TRIPLET net total category. | FERC Uniform System of Accounts; GAAP ASC 980; State PUC Rate Recovery Rules
proceeding_management | prudency_review | capex_under_review_amt | Capital Expenditure (CAPEX) Under Review Amount | DECIMAL(18,2) | confidential |  |  | Total capital expenditure (CAPEX) amount in USD submitted for prudency review. Represents the gross plant investment being evaluated for reasonableness and cost recovery eligibility. Null if review covers only O&M or fuel costs. | FERC Uniform System of Accounts; GAAP ASC 360; NARUC Plant Accounts
proceeding_management | prudency_review | created_timestamp | Record Created Timestamp | TIMESTAMP |  |  |  | Timestamp when this prudency review record was first captured in the data platform (Silver Layer ingestion). Formatted as yyyy-MM-ddTHH:mm:ss.SSSXXX. Satisfies TRANSACTION_HEADER RECORD_AUDIT_CREATED category. | ISO 8601; Databricks Lakehouse Silver Layer Standards
proceeding_management | prudency_review | currency_code | Currency Code | STRING |  | '^[A-Z]{3}$ |  | ISO 4217 three-letter currency code for all monetary amounts in this prudency review record (e.g., USD). Satisfies TRANSACTION_HEADER MONETARY_TRIPLET currency code requirement. | ISO 4217 Currency Codes
proceeding_management | prudency_review | disallowed_amt | Disallowed Amount | DECIMAL(18,2) | confidential |  |  | Final dollar amount of expenditures disallowed from rate base or cost recovery per the final regulatory determination. Represents the imprudent portion that the utility must absorb and cannot recover from ratepayers. Satisfies TRANSACTION_HEADER MONETARY_TRIPLET adjustment category. | FERC Uniform System of Accounts; GAAP ASC 980; NARUC Utility Regulatory Policy
proceeding_management | prudency_review | effective_date | Determination Effective Date | DATE |  |  |  | Date on which the final prudency determination becomes effective for rate base inclusion or cost recovery purposes. May differ from the final determination date if the order specifies a prospective effective date. | FERC Order 566; State PUC Tariff Effective Date Rules
proceeding_management | prudency_review | final_determination | Final Prudency Determination | STRING |  | prudent¦imprudent¦partially_prudent¦settled¦withdrawn |  | The final regulatory determination on the prudency of the expenditures under review. Prudent allows full cost recovery; Imprudent disallows costs from rate base; Partially Prudent allows partial recovery; Settled indicates a negotiated resolution; Withdrawn indicates the review was dropped. | NARUC Utility Regulatory Policy; FERC Order 566; State PUC Final Orders
proceeding_management | prudency_review | final_determination_date | Final Determination Date | DATE |  |  |  | Date on which the regulatory body issued its final order or determination on the prudency review. Marks the conclusion of the review proceeding and triggers cost recovery or disallowance accounting entries. | FERC Rules of Practice and Procedure; State PUC Final Order Procedures
proceeding_management | prudency_review | fuel_cost_under_review_amt | Fuel Cost Under Review Amount | DECIMAL(18,2) | confidential |  |  | Total fuel procurement cost in USD submitted for prudency review under a Fuel Adjustment Clause (FAC) proceeding. Covers fossil fuel, purchased power, and gas supply costs. Null if review does not involve fuel cost prudency. | FERC Order 566; FAC Tariff Provisions; State PUC Fuel Clause Rules
proceeding_management | prudency_review | initiation_date | Review Initiation Date | DATE |  |  |  | The date on which the prudency review was formally initiated by the regulatory body or triggered by a docket filing. Represents the principal real-world business event timestamp (date precision). Satisfies TRANSACTION_HEADER BUSINESS_EVENT_TIMESTAMP category. | FERC eFiling System; State PUC Procedural Rules
proceeding_management | prudency_review | intervenor_indicator | Intervenor Indicator | BOOLEAN |  |  |  | Indicates whether one or more intervenors (e.g., ratepayer advocates, industrial customers, environmental groups) formally participated in the prudency review proceeding. True if intervenors are present; False if the review is conducted solely by commission staff. | FERC Rules of Practice and Procedure; State PUC Intervention Rules
proceeding_management | prudency_review | jurisdiction_state | Jurisdiction State Code | STRING |  | '^[A-Z]{2}$ |  | Two-letter US state abbreviation (USPS standard) identifying the state PUC jurisdiction for this prudency review. Null for federal FERC reviews. Used for multi-state utility regulatory reporting segmentation. | USPS State Abbreviations; NARUC State Regulatory Directory
proceeding_management | prudency_review | opex_under_review_amt | Operating Expenditure (OPEX) Under Review Amount | DECIMAL(18,2) | confidential |  |  | Total operating expenditure (OPEX) / O&M cost amount in USD submitted for prudency review. Represents the operating costs being evaluated for reasonableness. Null if review covers only capital or fuel costs. | FERC Uniform System of Accounts; GAAP ASC 420; NARUC O&M Accounts
proceeding_management | prudency_review | preliminary_disallowed_amt | Preliminary Disallowed Amount | DECIMAL(18,2) | confidential |  |  | Dollar amount of expenditures preliminarily identified as imprudent and proposed for disallowance from rate base or cost recovery by the reviewing body. May be revised in the final determination. | NARUC Utility Regulatory Policy; FERC Order 566
proceeding_management | prudency_review | preliminary_finding | Preliminary Finding | STRING |  | prudent¦imprudent¦partially_prudent¦inconclusive¦pending |  | The initial finding issued by the reviewing body prior to the final determination. Indicates whether expenditures appear prudent, imprudent, or partially prudent based on preliminary staff analysis. May differ from the final determination after hearings and rebuttal testimony. | NARUC Utility Regulatory Policy; State PUC Procedural Rules
proceeding_management | prudency_review | preliminary_finding_date | Preliminary Finding Date | DATE |  |  |  | Date on which the reviewing body issued its preliminary finding. Used to track regulatory timeline milestones and compliance with procedural deadlines. | State PUC Procedural Rules; FERC Rules of Practice and Procedure
proceeding_management | prudency_review | prudency_review_id | Prudency Review ID | BIGINT |  |  |  | Unique surrogate identifier for each prudency review or management audit record in the Silver Layer lakehouse. Primary key for this entity. Entity role: TRANSACTION_HEADER — a discrete regulatory business event with a defined lifecycle initiated by a PUC or FERC to evaluate the reasonableness of utility expenditures. | FERC Uniform System of Accounts; NARUC Utility Regulatory Policy | TRUE
proceeding_management | prudency_review | regulatory_jurisdiction | Regulatory Jurisdiction | STRING |  | federal¦state¦local |  | Jurisdictional level of the regulatory body overseeing this prudency review. Federal indicates FERC jurisdiction; State indicates a state PUC; Local indicates a municipal or county authority. | FERC Jurisdiction Rules; State PUC Enabling Statutes
proceeding_management | prudency_review | review_notes | Review Notes | STRING |  |  |  | Free-text field for additional context, regulatory staff comments, utility responses, or procedural notes relevant to the prudency review. Used for internal tracking and regulatory correspondence documentation. | Internal Regulatory Affairs Records Management
proceeding_management | prudency_review | review_number | Prudency Review Number | STRING |  |  |  | Externally-known alphanumeric identifier assigned by the regulatory body or internal tracking system to uniquely reference this prudency review (e.g., PR-2024-0042). Used in regulatory correspondence, testimony, and filings. Satisfies TRANSACTION_HEADER BUSINESS_IDENTIFIER category. | FERC eFiling System; State PUC Docket Management
proceeding_management | prudency_review | review_period_end_date | Review Period End Date | DATE |  |  |  | End date of the expenditure period under review. Defines the close of the time window for which costs are being evaluated for prudency. | FERC Uniform System of Accounts; State PUC Rate Case Procedures
proceeding_management | prudency_review | review_period_start_date | Review Period Start Date | DATE |  |  |  | Start date of the expenditure period under review. Defines the beginning of the time window for which costs are being evaluated for prudency. | FERC Uniform System of Accounts; State PUC Rate Case Procedures
proceeding_management | prudency_review | review_status | Prudency Review Status | STRING |  | initiated¦in_progress¦preliminary_finding_issued¦final_determination_issued¦closed¦withdrawn |  | Current lifecycle state of the prudency review workflow. Progresses from initiated through in-progress, preliminary finding, final determination, and closure. Satisfies TRANSACTION_HEADER LIFECYCLE_STATUS category. | NARUC Utility Regulatory Policy; State PUC Procedural Rules
proceeding_management | prudency_review | review_type | Prudency Review Type | STRING |  | capital_project¦om_expenditure¦fuel_cost¦storm_cost_recovery¦general_management_audit |  | Classification of the prudency review by the category of expenditure under examination. Capital Project prudency evaluates CAPEX reasonableness; O&M Expenditure covers operating costs; Fuel Cost covers FAC-related fuel procurement; Storm Cost Recovery covers major storm restoration costs; General Management Audit covers broad operational spending. Satisfies TRANSACTION_HEADER LIFECYCLE_STATUS classification dimension. | NARUC Utility Regulatory Policy; FERC Order 566
proceeding_management | prudency_review | reviewing_body | Reviewing Body | STRING |  | puc_staff¦ferc_staff¦independent_auditor¦oag_staff¦intervenor_consultant |  | The party or organization conducting the prudency review — e.g., PUC Staff, FERC Staff, an independent auditor appointed by the commission, or Office of Attorney General staff. Satisfies TRANSACTION_HEADER PARTY_REFERENCE category (regulatory reviewer as the counterparty). | FERC Rules of Practice and Procedure; NARUC Utility Regulatory Policy
proceeding_management | prudency_review | reviewing_body_name | Reviewing Body Name | STRING |  |  |  | Full legal or organizational name of the entity conducting the prudency review (e.g., 'California Public Utilities Commission Division of Ratepayer Advocates', 'Navigant Consulting Inc.'). Complements reviewing_body code with a human-readable label for reporting and correspondence. | FERC Rules of Practice and Procedure; NARUC Utility Regulatory Policy
proceeding_management | prudency_review | scope_description | Review Scope Description | STRING |  |  |  | Narrative description of the scope of the prudency review, including the specific projects, programs, time periods, and expenditure categories under examination. Provides context for regulatory testimony and rate case filings. | NARUC Utility Regulatory Policy; FERC Order 566
proceeding_management | prudency_review | settlement_date | Settlement Date | DATE |  |  |  | Date on which the settlement agreement was executed or approved by the commission, if the prudency review was resolved through settlement. Null if settlement_indicator is False. | FERC Settlement Procedures; State PUC Settlement Rules
proceeding_management | prudency_review | settlement_indicator | Settlement Indicator | BOOLEAN |  |  |  | Indicates whether the prudency review was resolved through a negotiated settlement agreement rather than a litigated final order. True if settled; False if resolved by contested commission order. | FERC Settlement Procedures; State PUC Settlement Rules
proceeding_management | prudency_review | total_expenditure_under_review_amt | Total Expenditure Under Review Amount | DECIMAL(18,2) | confidential |  |  | Aggregate total expenditure in USD across all cost categories (CAPEX + OPEX + fuel) submitted for prudency review. This is the gross amount subject to the regulatory determination. Satisfies TRANSACTION_HEADER MONETARY_TRIPLET gross-base amount category. | FERC Uniform System of Accounts; GAAP; NARUC Utility Regulatory Policy
proceeding_management | prudency_review | updated_timestamp | Record Updated Timestamp | TIMESTAMP |  |  |  | Timestamp when this prudency review record was last modified in the data platform. Formatted as yyyy-MM-ddTHH:mm:ss.SSSXXX. Satisfies TRANSACTION_HEADER RECORD_AUDIT_UPDATED category. | ISO 8601; Databricks Lakehouse Silver Layer Standards
proceeding_management | prudency_review | utility_witness_name | Utility Witness Name | STRING | restricted,pii_identifier |  |  | Name of the primary utility witness or subject matter expert who provided testimony or documentation in support of the prudency of the expenditures under review. Used for regulatory proceeding tracking and testimony management. | FERC Rules of Practice and Procedure; State PUC Hearing Procedures
proceeding_management | prudency_review | wip_balance_amt | Work in Progress (WIP) Balance Amount | DECIMAL(18,2) | confidential |  |  | Dollar amount of Work in Progress (WIP) balance associated with the capital project under prudency review at the time of review initiation. Relevant for capital project prudency reviews to assess the in-service conversion and rate base eligibility. | FERC Uniform System of Accounts Account 107; GAAP ASC 360
proceeding_management | rate_case | docket_id | Docket ID | BIGINT |  |  | regulatory.docket.docket_id | Reference to the parent regulatory docket under which this rate case is filed. Links the rate case to its governing docket record for full proceeding traceability. | FERC; State PUC Docket Management Rules
proceeding_management | rate_case | test_year_financial_period_id | Test Year Financial Period Id (Foreign Key) | BIGINT |  |  | finance.financial_period.financial_period_id | Foreign key linking to finance.financial_period. Business justification: Rate cases use specific financial periods as test years for revenue requirement calculations. Finance teams extract closed period actuals for rate case cost studies. Direct period linkage enables auto | Internal - LLM Generated Cross-Domain Link
proceeding_management | rate_case | afudc_rate_pct | Allowance for Funds Used During Construction (AFUDC) Rate Percentage | DECIMAL(6,4) | confidential |  |  | Allowance for Funds Used During Construction (AFUDC) rate approved or proposed in this rate case, expressed as a percentage. AFUDC capitalizes the cost of financing construction work in progress (WIP) and is a component of rate base. | FERC Uniform System of Accounts 18 CFR Part 101; GAAP ASC 980
proceeding_management | rate_case | approved_rate_base | Approved Rate Base (USD) | DECIMAL(18,2) | confidential |  |  | Total rate base authorized by the regulatory authority in the final order, expressed in US dollars. Reflects any disallowances, exclusions, or adjustments made by the regulator to the utility's requested rate base. | FERC Uniform System of Accounts; NARUC Rate Base Guidelines; GAAP
proceeding_management | rate_case | approved_rates_effective_date | Approved Rates Effective Date | DATE |  |  |  | Date on which the final approved rates became effective for billing purposes. May differ from the final order date if the order specifies a prospective effective date or if rates are subject to a tariff filing lag. | State PUC Tariff Rules; FERC eTariff Filing Requirements
proceeding_management | rate_case | approved_revenue_requirement | Approved Revenue Requirement (USD) | DECIMAL(18,2) | confidential |  |  | Final annual revenue requirement authorized by the regulatory authority in the final order, expressed in US dollars. May differ from the requested amount due to regulatory adjustments, disallowances, or settlements. | FERC Uniform System of Accounts; NARUC Rate Case Guidelines; GAAP
proceeding_management | rate_case | approved_roe_pct | Approved Return on Equity (ROE) Percentage | DECIMAL(6,4) | confidential |  |  | Return on Equity (ROE) percentage authorized by the regulatory authority in the final order. The approved ROE directly determines the equity return component of the utility's allowed revenue requirement. | FERC Policy Statement on ROE; State PUC Capital Structure Guidelines; GAAP
proceeding_management | rate_case | approved_wacc_pct | Approved Weighted Average Cost of Capital (WACC) Percentage | DECIMAL(6,4) | confidential |  |  | Weighted Average Cost of Capital (WACC) percentage authorized by the regulatory authority in the final order. Reflects the approved blended cost of debt and equity used to compute the authorized return on rate base. | FERC Capital Structure Guidelines; NARUC Rate Case Guidelines; GAAP
proceeding_management | rate_case | case_name | Rate Case Name | STRING |  |  |  | Official descriptive name or title of the rate case as filed with the regulatory authority (e.g., 'General Rate Case 2024 — Electric Distribution'). Used for identification in regulatory filings and internal reporting. | State PUC Filing Standards; FERC eTariff
proceeding_management | rate_case | case_status | Rate Case Status | STRING |  |  |  | Current lifecycle status of the rate case proceeding. Tracks progression from initial filing through regulatory review, interim rate authorization, final order issuance, and case closure or appeal. [ENUM-REF-CANDIDATE: draft¦filed¦pending¦suspended¦interim_rates_in_effect¦final_order_issued¦closed¦appealed — promote to reference product] | State PUC Procedural Rules; FERC Rules of Practice and Procedure 18 CFR Part 385
proceeding_management | rate_case | case_type | Rate Case Type | STRING |  | general_rate_case¦transmission_rate_case¦gas_distribution_rate_case¦electric_distribution_rate_case¦formula_rate_case¦limited_rate_case |  | Classification of the rate proceeding by regulatory scope and commodity. Distinguishes general rate cases from transmission-only, gas distribution, electric distribution, formula rate, or limited-scope proceedings. [ENUM-REF-CANDIDATE: general_rate_case¦transmission_rate_case¦gas_distribution_rate_case¦electric_distribution_rate_case¦formula_rate_case¦limited_rate_case¦cost_of_service¦PBR_only — promote to reference product] | FERC Order 888; NARUC Rate Case Guidelines; State PUC Tariff Rules
proceeding_management | rate_case | created_timestamp | Record Created Timestamp | TIMESTAMP |  |  |  | Timestamp indicating when this rate case record was first created in the system. Used for audit trail and data lineage tracking in the regulatory data product. | SOX Section 302; Internal Data Governance Policy
proceeding_management | rate_case | debt_ratio_pct | Approved Debt Ratio Percentage | DECIMAL(6,4) | confidential |  |  | Approved long-term debt percentage of the capital structure as authorized in the final order. Together with equity_ratio_pct defines the approved capital structure for rate-setting purposes. | FERC Capital Structure Guidelines; NARUC Rate Case Guidelines
proceeding_management | rate_case | equity_ratio_pct | Approved Equity Ratio Percentage | DECIMAL(6,4) | confidential |  |  | Approved equity percentage of the capital structure as authorized in the final order. Together with the debt ratio, defines the capital structure used to compute the weighted average cost of capital and allowed return. | FERC Capital Structure Guidelines; NARUC Rate Case Guidelines
proceeding_management | rate_case | fac_indicator | Fuel Adjustment Clause (FAC) Indicator | BOOLEAN |  |  |  | Indicates whether this rate case includes or establishes a Fuel Adjustment Clause (FAC) mechanism allowing automatic pass-through of fuel cost changes between rate cases. True = FAC mechanism included; False = no FAC. | State PUC FAC Rules; NARUC Fuel Adjustment Clause Guidelines
proceeding_management | rate_case | filing_date | Filing Date | DATE |  |  |  | Calendar date on which the rate case application or tariff filing was formally submitted to the regulatory authority. Establishes the official start of the regulatory proceeding and triggers statutory review deadlines. | Federal Power Act §205; State PUC Filing Rules
proceeding_management | rate_case | filing_jurisdiction_state | Filing Jurisdiction State Code | STRING |  | '^[A-Z]{2}$ |  | Two-letter US state code identifying the state PUC jurisdiction where this rate case is filed (e.g., 'CA', 'TX', 'NY'). Null for FERC-only proceedings. | NARUC; ISO 3166-2:US
proceeding_management | rate_case | final_order_date | Final Order Date | DATE |  |  |  | Date on which the regulatory authority issued the final order concluding the rate case proceeding. Marks the official end of the adjudicatory phase and establishes the effective date for approved rates. | State PUC Procedural Rules; FERC Rules of Practice and Procedure 18 CFR Part 385
proceeding_management | rate_case | interim_rate_effective_date | Interim Rate Effective Date | DATE |  |  |  | Date on which interim rates became effective pending the final order. Interim rates are provisional rates authorized by the regulator to allow the utility to begin collecting adjusted revenues before the proceeding concludes. | Federal Power Act §205(e); State PUC Interim Rate Rules
proceeding_management | rate_case | interim_revenue_requirement | Interim Revenue Requirement (USD) | DECIMAL(18,2) | confidential |  |  | Annual revenue requirement authorized on an interim basis pending the final order, expressed in US dollars. Subject to refund or true-up adjustment once the final order is issued. | Federal Power Act §205(e); State PUC Interim Rate Rules
proceeding_management | rate_case | notes | Rate Case Notes | STRING |  |  |  | Free-text field for capturing supplementary information, regulatory conditions, compliance obligations, or material facts associated with the rate case that are not captured in structured fields (e.g., specific disallowances, conditions of approval, appeal status details). | Internal Regulatory Records Management Policy
proceeding_management | rate_case | pbr_actual_value | Performance-Based Ratemaking (PBR) Actual Value | DECIMAL(18,4) |  |  |  | Actual measured performance value achieved by the utility for the PBR metric during the measurement period. Compared against pbr_target_value to determine variance and calculate earned incentives or assessed penalties. | State PUC PBR Orders; NARUC Performance-Based Regulation Framework; IEEE 1366
proceeding_management | rate_case | pbr_incentive_penalty_amount | Performance-Based Ratemaking (PBR) Incentive or Penalty Amount (USD) | DECIMAL(18,2) | confidential |  |  | Dollar amount of the earned incentive (positive) or assessed penalty (negative) resulting from the PBR performance variance for the measurement period. Directly impacts the utility's allowed revenue recovery. | State PUC PBR Orders; NARUC Performance-Based Regulation Framework
proceeding_management | rate_case | pbr_indicator | Performance-Based Ratemaking (PBR) Indicator | BOOLEAN |  |  |  | Indicates whether this rate case includes a Performance-Based Ratemaking (PBR) component with defined metrics, targets, and incentive/penalty mechanisms. True = PBR component present; False = traditional cost-of-service only. | State PUC PBR Orders; NARUC Performance-Based Regulation Framework
proceeding_management | rate_case | pbr_measurement_period_end | Performance-Based Ratemaking (PBR) Measurement Period End Date | DATE |  |  |  | End date of the PBR performance measurement period. Together with pbr_measurement_period_start defines the evaluation window for PBR metric assessment. | State PUC PBR Orders; NARUC Performance-Based Regulation Framework
proceeding_management | rate_case | pbr_measurement_period_start | Performance-Based Ratemaking (PBR) Measurement Period Start Date | DATE |  |  |  | Start date of the PBR performance measurement period during which the utility's actual performance is evaluated against approved targets. Populated only when pbr_indicator is True. | State PUC PBR Orders; NARUC Performance-Based Regulation Framework
proceeding_management | rate_case | pbr_metric_type | Performance-Based Ratemaking (PBR) Metric Type | STRING |  |  |  | Type of PBR performance metric tracked in this rate case. Common metrics include SAIDI (System Average Interruption Duration Index), SAIFI (System Average Interruption Frequency Index), CAIDI (Customer Average Interruption Duration Index), customer satisfaction scores, renewable integration percentage, Energy Efficiency (EE) savings, and Demand Response (DR) curtailment. Populated only when pbr_indicator is True. [ENUM-REF-CANDIDATE: SAIDI¦SAIFI¦CAIDI¦customer_satisfaction¦renewable_integration_pct¦EE_savings¦DR_curtailment¦GHG_emissions — promote to reference product] | IEEE 1366 (Reliability Indices); State PUC PBR Orders; NARUC Performance-Based Regulation Framework
proceeding_management | rate_case | pbr_target_value | Performance-Based Ratemaking (PBR) Target Value | DECIMAL(18,4) |  |  |  | Approved target value for the PBR metric defined in pbr_metric_type for the measurement period. Represents the performance threshold the utility must achieve to earn incentives or avoid penalties (e.g., SAIDI target of 90 minutes, customer satisfaction score of 85). | State PUC PBR Orders; NARUC Performance-Based Regulation Framework; IEEE 1366
proceeding_management | rate_case | pbr_variance | Performance-Based Ratemaking (PBR) Variance | DECIMAL(18,4) |  |  |  | Calculated variance between the PBR actual value and the PBR target value (actual minus target). A positive variance may indicate over-performance (incentive-eligible) or under-performance depending on the metric direction convention. | State PUC PBR Orders; NARUC Performance-Based Regulation Framework
proceeding_management | rate_case | rate_case_id | Rate Case ID | BIGINT |  |  |  | Unique surrogate identifier for each rate case or rate proceeding record in the system. Serves as the primary key for the rate_case data product. | FERC; State PUC Filing Standards | TRUE
proceeding_management | rate_case | regulatory_jurisdiction | Regulatory Jurisdiction | STRING |  | FERC¦state_PUC¦dual |  | Identifies the jurisdictional authority governing this rate case: FERC for interstate transmission and wholesale rates, state PUC for retail distribution rates, or dual for proceedings with both jurisdictional components. | Federal Power Act §205-206; State Public Utility Acts; FERC OATT
proceeding_management | rate_case | requested_rate_base | Requested Rate Base (USD) | DECIMAL(18,2) | confidential |  |  | Total rate base (net plant in service plus working capital allowances) requested by the utility in its filing, expressed in US dollars. Rate base is the foundation for calculating the allowed return on equity and overall revenue requirement. | FERC Uniform System of Accounts; NARUC Rate Base Guidelines; GAAP
proceeding_management | rate_case | requested_revenue_requirement | Requested Revenue Requirement (USD) | DECIMAL(18,2) | confidential |  |  | Total annual revenue requirement requested by the utility in its initial rate case filing, expressed in US dollars. Represents the total cost of service the utility seeks to recover through rates, including O&M, depreciation, taxes, and return on rate base. | FERC Uniform System of Accounts; NARUC Rate Case Guidelines; GAAP
proceeding_management | rate_case | requested_roe_pct | Requested Return on Equity (ROE) Percentage | DECIMAL(6,4) | confidential |  |  | Return on Equity (ROE) percentage requested by the utility in its rate case filing. Represents the equity return component of the weighted average cost of capital used to calculate the allowed return on rate base. | FERC Policy Statement on ROE; State PUC Capital Structure Guidelines; GAAP
proceeding_management | rate_case | requested_wacc_pct | Requested Weighted Average Cost of Capital (WACC) Percentage | DECIMAL(6,4) | confidential |  |  | Weighted Average Cost of Capital (WACC) percentage requested by the utility, reflecting the blended cost of debt and equity in the proposed capital structure. Used to calculate the overall allowed return on rate base. | FERC Capital Structure Guidelines; NARUC Rate Case Guidelines; GAAP
proceeding_management | rate_case | settlement_date | Settlement Date | DATE |  |  |  | Date on which the settlement agreement was executed by all parties. Populated only when settlement_indicator is True. Used to track the timeline of negotiated resolutions. | State PUC Settlement Rules; FERC Rules of Practice and Procedure 18 CFR §385.602
proceeding_management | rate_case | settlement_indicator | Settlement Indicator | BOOLEAN |  |  |  | Indicates whether the rate case was resolved through a negotiated settlement agreement between the utility and intervening parties rather than a fully litigated final order. True = settled; False = fully litigated. | State PUC Settlement Rules; FERC Rules of Practice and Procedure 18 CFR §385.602
proceeding_management | rate_case | test_year_end_date | Test Year End Date | DATE |  |  |  | End date of the test year used to establish the revenue requirement and rate base. Together with test_year_start_date defines the 12-month test period for cost-of-service analysis. | NARUC Rate Case Guidelines; State PUC Test Year Rules
proceeding_management | rate_case | test_year_start_date | Test Year Start Date | DATE |  |  |  | Start date of the test year (historical or future) used to establish the revenue requirement and rate base in this rate case. The test year is the 12-month period whose costs and revenues form the basis for rate-setting. | NARUC Rate Case Guidelines; State PUC Test Year Rules
proceeding_management | rate_case | test_year_type | Test Year Type | STRING |  | historical¦future¦hybrid |  | Indicates whether the test year is based on historical recorded data, a future projected period, or a hybrid combining historical actuals with known and measurable adjustments. | NARUC Rate Case Guidelines; State PUC Procedural Rules
proceeding_management | rate_case | true_up_amount | True-Up Adjustment Amount (USD) | DECIMAL(18,2) | confidential |  |  | Dollar amount of the true-up adjustment calculated as the difference between interim rates collected and the final approved revenue requirement. A positive value indicates a refund owed to customers; a negative value indicates additional recovery owed to the utility. | State PUC True-Up Rules; FERC Refund Rules 18 CFR §35.19a
proceeding_management | rate_case | updated_timestamp | Record Updated Timestamp | TIMESTAMP |  |  |  | Timestamp indicating when this rate case record was most recently modified. Used for change tracking, audit trail, and incremental data pipeline processing in the Databricks Silver Layer. | SOX Section 302; Internal Data Governance Policy
proceeding_management | rider_charge | cost_recovery_mechanism_id | Cost Recovery Mechanism Id (Foreign Key) | BIGINT |  |  | regulatory.cost_recovery_mechanism.cost_recovery_mechanism_id | Foreign key linking to regulatory.cost_recovery_mechanism. Business justification: Rider charges are the customer-facing implementation of cost recovery mechanisms. Each rider_charge should reference the underlying cost_recovery_mechanism that defines the regulatory authorization an | Internal - LLM Generated Cross-Domain Link
proceeding_management | rider_charge | docket_id | Docket Id (Foreign Key) | BIGINT |  |  | regulatory.docket.docket_id | Foreign key linking to regulatory.docket. Business justification: Rider charges are approved under regulatory dockets. The rider_charge table currently has docket_number as STRING; this should be normalized to a FK relationship. Remove docket_number STRING and repla | Internal - LLM Generated Cross-Domain Link
proceeding_management | rider_charge | superseded_by_rider_rider_charge_id | Superseded By Rider ID | BIGINT |  |  | regulatory.rider_charge.rider_charge_id | Foreign key reference to the rider_charge_id that supersedes this rider. Null if this rider is current or was not replaced by another rider. | Internal System Standard
proceeding_management | rider_charge | afudc_rate_pct | Allowance for Funds Used During Construction (AFUDC) Rate Percentage | DECIMAL(5,4) |  |  |  | AFUDC rate percentage applied to deferred balances or work-in-progress costs recovered through this rider. Null if AFUDC does not apply. | FERC Uniform System of Accounts
proceeding_management | rider_charge | annual_cap_amount | Annual Cap Amount | DECIMAL(18,2) |  |  |  | Maximum annual revenue that may be collected through this rider, if a regulatory cap is imposed. Null for uncapped riders. | PUC Rate Design Standards
proceeding_management | rider_charge | approval_date | Approval Date | DATE |  |  |  | Date on which the regulatory authority (PUC or FERC) approved this rider charge through a commission order. | PUC Tariff Filing Standards
proceeding_management | rider_charge | approval_order_number | Approval Order Number | STRING |  |  |  | Commission order number or docket decision reference that authorized this rider charge. Links to the regulatory approval record. | PUC Tariff Filing Standards
proceeding_management | rider_charge | balance_as_of_date | Balance As-Of Date | DATE |  |  |  | Date as of which the current_balance was calculated. Updated with each true-up filing or monthly reconciliation. | FERC Uniform System of Accounts
proceeding_management | rider_charge | charge_basis | Charge Basis | STRING |  | per_kwh¦per_mcf¦per_therm¦per_kw¦fixed_monthly¦percentage_of_base |  | Unit of measure or calculation method for applying the rider charge: per kilowatt-hour (kWh), per thousand cubic feet (MCF) of gas, per therm, per kilowatt (kW) of demand, fixed monthly amount, or percentage of base tariff charges. | PUC Rate Design Standards
proceeding_management | rider_charge | created_timestamp | Created Timestamp | TIMESTAMP |  |  |  | Timestamp when this rider charge record was first created in the system. Used for audit trail and data lineage. | Internal System Standard
proceeding_management | rider_charge | currency_code | Currency Code | STRING |  | '^[A-Z]{3}$ |  | Three-letter ISO 4217 currency code for the rate value (typically USD for U.S. utilities). | ISO 4217
proceeding_management | rider_charge | current_balance | Current Balance | DECIMAL(18,2) |  |  |  | Current outstanding balance of costs to be recovered or refunded through this rider. Positive values indicate under-recovery; negative values indicate over-recovery requiring refund. | FERC Uniform System of Accounts
proceeding_management | rider_charge | current_rate_value | Current Rate Value | DECIMAL(18,6) |  |  |  | The currently effective rate value for this rider charge, expressed in the unit specified by charge_basis (e.g., 0.012345 dollars per kWh, 2.50 dollars per month). Updated through regulatory true-up filings. | PUC Tariff Filing Standards
proceeding_management | rider_charge | customer_class_scope | Customer Class Scope | STRING |  |  |  | Comma-separated list of customer classes to which this rider applies (e.g., residential, commercial, industrial, street_lighting). Determines billing applicability by rate schedule. | PUC Rate Design Standards
proceeding_management | rider_charge | effective_date | Effective Date | DATE |  |  |  | Date on which this rider charge becomes effective and begins to be applied to customer bills. Corresponds to the regulatory approval order effective date. | PUC Tariff Filing Standards
proceeding_management | rider_charge | expiration_date | Expiration Date | DATE |  |  |  | Date on which this rider charge expires or is scheduled to be superseded. Null for riders with indefinite duration subject to periodic true-up. | PUC Tariff Filing Standards
proceeding_management | rider_charge | ferc_account_number | Federal Energy Regulatory Commission (FERC) Account Number | STRING | restricted,pii_financial |  |  | FERC Uniform System of Accounts number for the regulatory asset, liability, or revenue account associated with this rider (e.g., Account 182.3 for regulatory assets). | FERC Uniform System of Accounts
proceeding_management | rider_charge | filing_date | Filing Date | DATE |  |  |  | Date on which the utility filed the tariff rider application or true-up filing with the regulatory authority. | PUC Tariff Filing Standards
proceeding_management | rider_charge | gl_account_code | General Ledger (GL) Account Code | STRING |  |  |  | General ledger account code in the utility's chart of accounts to which rider revenues and costs are posted. | GAAP and FERC Uniform System of Accounts
proceeding_management | rider_charge | interest_accrual_indicator | Interest Accrual Indicator | BOOLEAN |  |  |  | Indicates whether interest accrues on the deferred balance of this rider. True if interest is calculated on under-recovered or over-recovered amounts. | FERC Uniform System of Accounts
proceeding_management | rider_charge | interest_rate_pct | Interest Rate Percentage | DECIMAL(5,4) |  |  |  | Annual interest rate percentage applied to deferred balances, if interest accrual is enabled. Typically based on the utility's weighted average cost of capital (WACC) or a regulatory-specified rate. | FERC Uniform System of Accounts
proceeding_management | rider_charge | jurisdiction | Jurisdiction | STRING |  | federal¦state¦municipal |  | Level of regulatory jurisdiction governing this rider: federal (FERC), state (PUC), or municipal. | FERC and State PUC Regulations
proceeding_management | rider_charge | jurisdiction_state_code | Jurisdiction State Code | STRING |  | '^[A-Z]{2}$ |  | Two-letter U.S. state code for the state regulatory jurisdiction (e.g., CA, NY, TX). Null for federal or multi-state riders. | ISO 3166-2:US
proceeding_management | rider_charge | last_true_up_date | Last True-Up Date | DATE |  |  |  | Date of the most recent true-up filing or rate adjustment for this rider. Used to track compliance with regulatory true-up schedules. | PUC Tariff Filing Standards
proceeding_management | rider_charge | next_true_up_date | Next True-Up Date | DATE |  |  |  | Scheduled date for the next true-up filing or rate adjustment. Null for riders without periodic true-up requirements. | PUC Tariff Filing Standards
proceeding_management | rider_charge | rate_base_treatment | Rate Base Treatment | STRING | restricted,pii | included¦excluded¦deferred |  | Indicates whether costs recovered through this rider are included in rate base, excluded from rate base, or deferred as a regulatory asset/liability. | FERC Uniform System of Accounts
proceeding_management | rider_charge | recovery_method | Recovery Method | STRING |  | current_recovery¦deferred_recovery¦refund |  | Method by which costs are recovered: current recovery (costs collected as incurred), deferred recovery (costs accumulated and recovered over time), or refund (over-collected amounts returned to customers). | FERC Uniform System of Accounts
proceeding_management | rider_charge | regulatory_asset_liability | Regulatory Asset or Liability | STRING |  | asset¦liability¦none |  | Indicates whether this rider creates a regulatory asset (under-recovery), regulatory liability (over-recovery), or neither (current recovery with no deferral). | FERC Uniform System of Accounts
proceeding_management | rider_charge | regulatory_body | Regulatory Body | STRING |  |  |  | Name of the regulatory authority that approved this rider (e.g., California Public Utilities Commission, Federal Energy Regulatory Commission). | NARUC Directory
proceeding_management | rider_charge | rider_charge_id | Rider Charge ID | BIGINT |  |  |  | Unique identifier for the regulatory rider or surcharge record. Primary key for the rider_charge product. | Internal System Standard | TRUE
proceeding_management | rider_charge | rider_charge_status | Rider Status | STRING |  | active¦pending_approval¦suspended¦expired¦superseded |  | Current lifecycle status of the rider charge. Active riders are applied to customer bills; pending riders await regulatory approval; expired riders are no longer in effect. | PUC Tariff Filing Standards
proceeding_management | rider_charge | rider_code | Rider Code | STRING |  | '^[A-Z0-9_-]{2,20}$ |  | Short alphanumeric code uniquely identifying the rider or surcharge within the utility's tariff structure (e.g., FAC, RPS, INFRA, DSM). Used as the business identifier for rate engine processing. | PUC Tariff Filing Standards
proceeding_management | rider_charge | rider_description | Rider Description | STRING |  |  |  | Detailed description of the rider's purpose, cost recovery mechanism, and regulatory basis. Includes information on the types of costs recovered and the calculation methodology. | PUC Tariff Filing Standards
proceeding_management | rider_charge | rider_name | Rider Name | STRING |  |  |  | Full descriptive name of the rider or surcharge as it appears on customer bills and in regulatory filings (e.g., Fuel Adjustment Clause, Renewable Portfolio Standard Surcharge, Infrastructure Investment Rider). | PUC Tariff Filing Standards
proceeding_management | rider_charge | rider_type | Rider Type | STRING |  |  |  | Classification of the rider based on its regulatory purpose and cost recovery mechanism. Determines the accounting treatment and regulatory reporting requirements. [ENUM-REF-CANDIDATE: fuel_adjustment¦renewable_portfolio¦infrastructure_investment¦low_income_program¦demand_response¦environmental_compliance¦ciac_recovery¦energy_efficiency¦other — 9 candidates stripped; promote to reference product] | FERC Uniform System of Accounts
proceeding_management | rider_charge | service_type | Service Type | STRING |  | electric¦gas¦dual_fuel |  | Type of utility service to which this rider applies: electric, natural gas, or dual fuel (both electric and gas). | NARUC Uniform System of Accounts
proceeding_management | rider_charge | tariff_schedule_ref | Tariff Schedule Reference | STRING |  |  |  | Reference to the base tariff schedule(s) to which this rider applies. May be a single schedule number or a comma-separated list for riders applicable across multiple schedules. | PUC Tariff Filing Standards
proceeding_management | rider_charge | total_authorized_amount | Total Authorized Amount | DECIMAL(18,2) |  |  |  | Total cumulative amount authorized for recovery through this rider over its lifetime (e.g., total project cost for a CIAC recovery rider). Null for ongoing riders without a fixed total. | PUC Rate Design Standards
proceeding_management | rider_charge | true_up_frequency | True-Up Frequency | STRING |  | monthly¦quarterly¦semi_annual¦annual¦none |  | Frequency at which the rider rate is recalculated and adjusted based on actual costs versus forecasted costs (e.g., monthly for FAC, annual for infrastructure riders). | PUC Rate Design Standards
proceeding_management | rider_charge | updated_timestamp | Updated Timestamp | TIMESTAMP |  |  |  | Timestamp when this rider charge record was last modified. Updated with each true-up filing, rate change, or status update. | Internal System Standard
proceeding_management | rps_program | commission_order_id | Commission Order Id (Foreign Key) | BIGINT |  |  | regulatory.commission_order.commission_order_id | Foreign key linking to regulatory.commission_order. Business justification: RPS programs are approved and modified via commission orders (e.g., 'Order 2024-123: Approval of RPS Compliance Plan'). The rps_program.order_number STRING field should be normalized to a FK. This lin | Internal - LLM Generated Cross-Domain Link
proceeding_management | rps_program | docket_id | Docket Id (Foreign Key) | BIGINT |  |  | regulatory.docket.docket_id | Foreign key linking to regulatory.docket. Business justification: RPS programs are established via regulatory dockets (e.g., 'Docket 2023-RPS-001: Renewable Portfolio Standard Rulemaking'). The rps_program.docket_number STRING field should be normalized to a FK. Thi | Internal - LLM Generated Cross-Domain Link
proceeding_management | rps_program | successor_rps_program_id |  | BIGINT | self_ref_fk |  | regulatory.rps_program.rps_program_id | Self-referencing FK on rps_program (successor_rps_program_id)
proceeding_management | rps_program | alternative_compliance_payment_rate |  | DECIMAL(10,2) |  |  |  | Dollar amount per megawatt-hour that utilities must pay as an alternative compliance payment if they fail to meet RPS targets.
proceeding_management | rps_program | banking_allowed |  | BOOLEAN |  |  |  | Indicates whether excess renewable energy credits can be banked and carried forward to future compliance periods.
proceeding_management | rps_program | banking_limit_years |  | INT |  |  |  | Maximum number of years that banked renewable energy credits can be carried forward for compliance use.
proceeding_management | rps_program | carve_out_solar_percentage |  | DECIMAL(5,2) |  |  |  | Specific percentage of the RPS target that must be met through solar energy resources, if mandated by the program.
proceeding_management | rps_program | carve_out_wind_percentage |  | DECIMAL(5,2) |  |  |  | Specific percentage of the RPS target that must be met through wind energy resources, if mandated by the program.
proceeding_management | rps_program | compliance_year |  | INT |  |  |  | Calendar year for which the RPS program compliance obligations and targets apply.
proceeding_management | rps_program | cost_cap_amount |  | DECIMAL(15,2) |  |  |  | Maximum dollar amount or percentage of retail rates that can be allocated to RPS program costs, if a cost cap is mandated.
proceeding_management | rps_program | cost_recovery_mechanism |  | STRING |  |  |  | Method by which the utility recovers RPS program costs from customers through rates.
proceeding_management | rps_program | created_timestamp |  | TIMESTAMP |  |  |  | Timestamp when this RPS program record was first created in the system.
proceeding_management | rps_program | effective_date |  | DATE |  |  |  | Date on which the RPS program became effective and compliance obligations commenced.
proceeding_management | rps_program | eligible_resource_types |  | STRING |  |  |  | Comma-separated list of renewable energy resource types that qualify for RPS compliance credit under this program (e.g., solar, wind, hydro, biomass, geothermal).
proceeding_management | rps_program | enabling_legislation |  | STRING |  |  |  | Citation of the statute, law, or legislative act that established the RPS program mandate.
proceeding_management | rps_program | expiration_date |  | DATE |  |  |  | Date on which the RPS program mandate expires or sunsets, if applicable. Null for programs with no defined end date.
proceeding_management | rps_program | ghg_reduction_target_percentage |  | DECIMAL(5,2) |  |  |  | Associated greenhouse gas emissions reduction target percentage linked to the RPS program, if mandated.
proceeding_management | rps_program | jurisdiction |  | STRING |  |  |  | State or federal jurisdiction under which the RPS program is regulated and administered.
proceeding_management | rps_program | last_modified_date |  | DATE |  |  |  | Date when the RPS program terms, targets, or regulatory requirements were last amended or updated.
proceeding_management | rps_program | penalty_rate |  | DECIMAL(10,2) |  |  |  | Dollar amount per megawatt-hour assessed as a penalty for non-compliance with RPS program requirements.
proceeding_management | rps_program | program_code |  | STRING |  |  |  | Externally-known unique code or identifier for the RPS program as registered with the regulatory authority.
proceeding_management | rps_program | program_description |  | STRING |  |  |  | Detailed narrative description of the RPS program objectives, structure, and key compliance requirements.
proceeding_management | rps_program | program_name |  | STRING |  |  |  | Official name of the renewable portfolio standard program as filed with the regulatory commission.
proceeding_management | rps_program | program_status |  | STRING |  |  |  | Current lifecycle status of the RPS program indicating its operational state and regulatory standing.
proceeding_management | rps_program | program_type |  | STRING |  |  |  | Classification of the RPS program based on regulatory mandate and structure.
proceeding_management | rps_program | rec_trading_allowed |  | BOOLEAN |  |  |  | Indicates whether the program permits trading or purchasing of renewable energy certificates to meet compliance obligations.
proceeding_management | rps_program | regulatory_authority |  | STRING |  |  |  | Name of the regulatory body or commission that oversees and enforces the RPS program requirements.
proceeding_management | rps_program | reporting_deadline_date |  | DATE |  |  |  | Annual deadline date by which RPS compliance reports must be filed with the regulatory authority.
proceeding_management | rps_program | reporting_frequency |  | STRING |  |  |  | Frequency at which the utility must submit RPS compliance reports to the regulatory authority.
proceeding_management | rps_program | rps_program_id | Rps Program Identifier | BIGINT |  |  |  | Primary key for rps_program |  | TRUE
proceeding_management | rps_program | target_mwh |  | DECIMAL(15,2) |  |  |  | Absolute renewable energy procurement target expressed in megawatt-hours for the compliance period.
proceeding_management | rps_program | target_percentage |  | DECIMAL(5,2) |  |  |  | Mandated percentage of total retail electricity sales that must be sourced from renewable energy resources under this RPS program.
proceeding_management | rps_program | updated_timestamp |  | TIMESTAMP |  |  |  | Timestamp when this RPS program record was last updated in the system.
proceeding_management | tariff_schedule | approval_commission_order_id | Approval Commission Order Id (Foreign Key) | BIGINT |  |  | regulatory.commission_order.commission_order_id | Foreign key linking to regulatory.commission_order. Business justification: Tariff schedules are approved by commission orders. The tariff_schedule table currently has approval_order_number as STRING; this should be normalized to a FK relationship. Remove approval_order_numbe | Internal - LLM Generated Cross-Domain Link
proceeding_management | tariff_schedule | docket_id | Docket Id (Foreign Key) | BIGINT |  |  | regulatory.docket.docket_id | Foreign key linking to regulatory.docket. Business justification: Tariff schedules are approved under regulatory dockets. The tariff_schedule table currently has docket_number as STRING; this should be normalized to a FK relationship. Remove docket_number STRING and | Internal - LLM Generated Cross-Domain Link
proceeding_management | tariff_schedule | effective_financial_period_id | Effective Financial Period Id (Foreign Key) | BIGINT |  |  | finance.financial_period.financial_period_id | Foreign key linking to finance.financial_period. Business justification: Tariff effective dates must align with financial reporting periods for revenue recognition and regulatory accounting. Revenue accounting maps tariff schedules to financial periods for monthly revenue | Internal - LLM Generated Cross-Domain Link
proceeding_management | tariff_schedule | rate_case_id | Rate Case ID | BIGINT |  |  | regulatory.rate_case.rate_case_id | Reference to the rate case proceeding that established or last modified this tariff schedule. Links to the rate case master record for full regulatory proceeding context including testimony, prudency reviews, and cost-of-service studies. | NARUC Rate Case Management; State PUC Tariff Filing Requirements
proceeding_management | tariff_schedule | superseded_by_tariff_tariff_schedule_id | Superseded By Tariff Schedule ID | BIGINT |  |  | regulatory.tariff_schedule.tariff_schedule_id | Self-referencing identifier pointing to the tariff_schedule record that replaced this schedule. Enables navigation of the tariff version chain for historical rate reconstruction and regulatory audit. Null if this schedule has not been superseded. | FERC Order 888; State PUC Tariff Filing Requirements
proceeding_management | tariff_schedule | applicable_season | Applicable Season | STRING |  | summer¦winter¦all_year¦shoulder |  | The seasonal applicability of this tariff schedule or its rate components. Many utility tariffs have differentiated summer and winter rates reflecting seasonal demand patterns and fuel costs. 'All_year' indicates no seasonal differentiation. | NARUC Rate Design Standards; State PUC Seasonal Rate Tariff Provisions
proceeding_management | tariff_schedule | approval_date | Regulatory Approval Date | DATE |  |  |  | The date on which the regulatory authority issued the order approving this tariff schedule. Null for schedules that are pending approval or were withdrawn prior to approval. | FERC Order 888; State PUC Tariff Filing Requirements; NARUC
proceeding_management | tariff_schedule | commodity_type | Commodity Type | STRING |  | electric¦gas¦combined |  | The energy commodity covered by this tariff schedule. Distinguishes electric service tariffs from natural gas distribution tariffs, or combined service offerings where applicable. | FERC Uniform System of Accounts; AGA Rate Reporting Standards
proceeding_management | tariff_schedule | created_timestamp | Record Created Timestamp | TIMESTAMP |  |  |  | The timestamp when this tariff schedule record was first created in the regulatory data product. Provides the audit trail for record origination in the Silver Layer lakehouse. | SOX Section 404; GAAP Record Retention Requirements
proceeding_management | tariff_schedule | currency_code | Currency Code | STRING |  | '^[A-Z]{3}$ |  | ISO 4217 three-letter currency code for all monetary rate components in this tariff schedule (e.g., 'USD'). Ensures unambiguous currency context for rate values, particularly relevant for utilities operating across jurisdictions. | ISO 4217 Currency Codes; FERC Uniform System of Accounts
proceeding_management | tariff_schedule | customer_charge | Customer Charge | DECIMAL(18,2) |  |  |  | The fixed monthly customer charge (in dollars) applicable to all customers on this tariff schedule regardless of consumption or demand. Recovers fixed costs of metering, billing, and service connection. Also referred to as the basic service charge or meter charge. | FERC Uniform System of Accounts; NARUC Rate Design Standards; State PUC Tariff Filing Requirements
proceeding_management | tariff_schedule | demand_charge_rate | Demand Charge Rate | DECIMAL(18,6) |  |  |  | The approved demand charge rate expressed in dollars per kilowatt ($/kW) of measured peak demand. Applicable to commercial and industrial tariff schedules with demand metering. Null for residential schedules without demand billing. | FERC Uniform System of Accounts; NARUC Rate Design Standards; IEEE Std 1366
proceeding_management | tariff_schedule | demand_threshold_kw | Demand Threshold (kW) | DECIMAL(18,3) |  |  |  | The minimum or maximum kilowatt (kW) demand threshold that determines eligibility for this tariff schedule. Customers above or below this threshold may be required or eligible to take service under a different schedule. Used in rate class assignment and billing validation. | NARUC Rate Design Standards; State PUC Tariff Filing Requirements
proceeding_management | tariff_schedule | dr_program_applicable | Demand Response (DR) Program Applicable Flag | BOOLEAN |  |  |  | Indicates whether this tariff schedule includes or is associated with a Demand Response (DR) or Demand-Side Management (DSM) program provision. True if customers on this schedule are eligible for or subject to DR curtailment events and associated incentives or penalties. | FERC Order 745; State PUC DR Program Tariff Provisions; DOE DSM Policy
proceeding_management | tariff_schedule | effective_date | Effective Date | DATE |  |  |  | The date on which this tariff schedule becomes legally effective and applicable to customers, as approved by the regulatory authority. This is the binding start date for rate application and billing purposes. | FERC Order 888; State PUC Tariff Filing Requirements
proceeding_management | tariff_schedule | energy_charge_rate | Energy Charge Rate | DECIMAL(18,6) |  |  |  | The approved volumetric energy charge rate expressed in dollars per kilowatt-hour ($/kWh) for electric tariffs or dollars per therm ($/therm) or dollars per MCF ($/MCF) for gas tariffs. Represents the core consumption-based component of the rate structure. | FERC Uniform System of Accounts; NARUC Rate Design Standards; State PUC Tariff Filing Requirements
proceeding_management | tariff_schedule | energy_charge_unit | Energy Charge Unit of Measure | STRING |  | kWh¦MWh¦therm¦MCF¦kW |  | The unit of measure associated with the energy charge rate (e.g., kWh for residential electric, MWh for large commercial/industrial, therm or MCF for gas distribution). Ensures unambiguous interpretation of the energy_charge_rate value. | FERC Uniform System of Accounts; AGA Rate Reporting Standards; NARUC
proceeding_management | tariff_schedule | fac_rider_rate | Fuel Adjustment Clause (FAC) Rider Rate | DECIMAL(18,6) |  |  |  | The current approved Fuel Adjustment Clause (FAC) rider rate in dollars per kWh or therm, applied as a pass-through adjustment to recover actual fuel and purchased power costs above or below the base rate. Updated periodically per regulatory approval. | FERC Uniform System of Accounts; State PUC FAC Tariff Provisions; NARUC
proceeding_management | tariff_schedule | filing_date | Tariff Filing Date | DATE |  |  |  | The date on which this tariff schedule was formally filed with the regulatory authority. Establishes the official filing record for docket tracking and regulatory compliance timelines. | FERC Order 888; State PUC Tariff Filing Requirements
proceeding_management | tariff_schedule | filing_state_code | Filing State Code | STRING |  | '^[A-Z]{2}$ |  | Two-letter U.S. state code (ISO 3166-2:US) identifying the state in which this tariff is filed. Used for multi-state utility jurisdictional reporting and rate case management. Null for FERC-jurisdictional interstate tariffs. | ISO 3166-2:US; State PUC Tariff Filing Requirements
proceeding_management | tariff_schedule | interruptible_service | Interruptible Service Flag | BOOLEAN |  |  |  | Indicates whether this tariff schedule provides interruptible service, where the utility retains the right to curtail or interrupt supply during system emergencies or peak demand events in exchange for a discounted rate. Common in large commercial and industrial gas and electric tariffs. | FERC Order 636; State PUC Interruptible Service Tariff Provisions; AGA
proceeding_management | tariff_schedule | jurisdiction | Regulatory Jurisdiction | STRING |  |  |  | The regulatory jurisdiction under which this tariff schedule is filed and approved (e.g., 'FERC', 'CA PUC', 'TX PUC', 'NY PSC'). Identifies the governing authority responsible for tariff approval and oversight. | FERC Order 888; State PUC Tariff Filing Requirements; NARUC
proceeding_management | tariff_schedule | last_updated_timestamp | Record Last Updated Timestamp | TIMESTAMP |  |  |  | The timestamp when this tariff schedule record was most recently modified in the regulatory data product. Supports change tracking, data lineage, and incremental ETL processing in the Databricks Silver Layer. | SOX Section 404; GAAP Record Retention Requirements
proceeding_management | tariff_schedule | minimum_bill_amount | Minimum Bill Amount | DECIMAL(18,2) |  |  |  | The minimum monthly bill amount (in dollars) guaranteed under this tariff schedule, regardless of actual consumption. Ensures recovery of fixed costs for customers with very low usage. Null if no minimum bill provision applies. | NARUC Rate Design Standards; State PUC Tariff Filing Requirements
proceeding_management | tariff_schedule | nem_export_rate | Net Energy Metering (NEM) Export Credit Rate | DECIMAL(18,6) |  |  |  | The approved credit rate in dollars per kWh applied to excess energy exported to the grid by customers with Distributed Energy Resources (DER) under Net Energy Metering (NEM) tariff schedules. Null for non-NEM schedules. | State PUC NEM Tariff Provisions; FERC Order 2222; DOE DER Policy
proceeding_management | tariff_schedule | pbr_applicable | Performance-Based Ratemaking (PBR) Applicable Flag | BOOLEAN |  |  |  | Indicates whether this tariff schedule is subject to Performance-Based Ratemaking (PBR) mechanisms, where utility revenue or earnings are tied to performance metrics such as reliability (SAIDI/SAIFI), customer satisfaction, or clean energy targets. True if PBR provisions apply. | State PUC PBR Orders; NARUC Performance-Based Ratemaking Guidelines
proceeding_management | tariff_schedule | rate_design_type | Rate Design Type | STRING |  |  |  | The rate design methodology applied in this tariff schedule. Distinguishes flat rates, tiered/inclining block rates, Time-of-Use (TOU), Critical Peak Pricing (CPP), Real-Time Pricing (RTP), and declining block structures. Drives billing calculation logic in Oracle CC&B or SAP IS-U. [ENUM-REF-CANDIDATE: flat¦tiered¦tou¦cpp¦rtp¦inclining_block¦declining_block — promote to reference product] | NARUC Rate Design Standards; State PUC Tariff Filing Requirements; FERC Order 888
proceeding_management | tariff_schedule | schedule_description | Tariff Schedule Description | STRING |  |  |  | Full narrative description of the tariff schedule as it appears in the approved tariff filing, including applicability conditions, service limitations, and special provisions. Provides the complete regulatory text context for compliance and customer communication purposes. | State PUC Tariff Filing Requirements; FERC Order 888
proceeding_management | tariff_schedule | schedule_name | Tariff Schedule Name | STRING |  |  |  | Descriptive name of the tariff schedule as it appears in the approved tariff book (e.g., 'Residential Service', 'General Service Time-of-Use', 'Net Energy Metering', 'Open Access Transmission Tariff'). Used for display and reporting purposes. | NARUC Regulatory Accounting; State PUC Tariff Filing Requirements
proceeding_management | tariff_schedule | schedule_status | Tariff Schedule Status | STRING |  | pending¦approved¦effective¦superseded¦withdrawn¦suspended |  | Current lifecycle status of the tariff schedule in the regulatory approval and operational workflow. 'Pending' indicates filed but not yet approved; 'Approved' indicates regulatory approval received; 'Effective' indicates currently in force; 'Superseded' indicates replaced by a newer schedule; 'Withdrawn' indicates filing withdrawn; 'Suspended' indicates temporarily suspended by regulatory order. | FERC Order 888; State PUC Tariff Filing Requirements; NARUC
proceeding_management | tariff_schedule | schedule_type | Tariff Schedule Type | STRING |  |  |  | Classification of the tariff schedule by service and rate design category. Distinguishes electric residential, commercial Time-of-Use (TOU), Critical Peak Pricing (CPP), gas distribution, Open Access Transmission Tariff (OATT), Net Energy Metering (NEM), and demand response schedules. [ENUM-REF-CANDIDATE: electric_residential¦electric_commercial¦electric_tou¦electric_cpp¦gas_distribution¦oatt¦nem¦demand_response — promote to reference product] | FERC Order 888 (OATT); State PUC Tariff Filing Requirements; IEEE Std 1366
proceeding_management | tariff_schedule | service_class | Service Class | STRING |  | residential¦commercial¦industrial¦agricultural¦lighting¦transmission |  | The customer service class to which this tariff schedule applies. Segments the tariff applicability by customer category (e.g., residential, commercial, industrial, agricultural, street lighting, transmission). Aligns with PUC-approved rate class definitions. | NARUC Regulatory Accounting; State PUC Rate Case Filings
proceeding_management | tariff_schedule | special_conditions | Special Conditions and Limitations | STRING |  |  |  | Narrative description of any special conditions, eligibility restrictions, or limitations associated with this tariff schedule (e.g., minimum contract demand, geographic restrictions, equipment requirements, enrollment caps for NEM or DR programs). | State PUC Tariff Filing Requirements; NARUC
proceeding_management | tariff_schedule | superseded_date | Superseded Date | DATE |  |  |  | The date on which this tariff schedule was superseded by a newer approved schedule or withdrawn from effect. Null if the schedule is currently effective. Used to maintain the full historical record of approved tariff structures for regulatory audit and retroactive billing adjustments. | FERC Order 888; State PUC Tariff Filing Requirements; NARUC
proceeding_management | tariff_schedule | tariff_book_section | Tariff Book Section | STRING |  |  |  | The section or part of the utility's tariff book in which this schedule is filed (e.g., 'Part A - Electric Service', 'Part B - Gas Service', 'Part C - Transmission'). Supports navigation of the regulatory tariff document structure. | State PUC Tariff Filing Requirements; FERC Order 888
proceeding_management | tariff_schedule | tariff_number | Tariff Number | STRING |  |  |  | The official tariff or rate schedule number as assigned by the regulatory authority (e.g., PUC or FERC). This is the externally-known identifier referenced in regulatory filings, dockets, and customer bills (e.g., 'Schedule E-1', 'Rate Schedule 10', 'OATT Schedule 1'). | FERC Order 888; State PUC Tariff Filing Requirements
proceeding_management | tariff_schedule | tariff_schedule_id | Tariff Schedule ID | BIGINT |  |  |  | Unique surrogate identifier for each tariff schedule record in the regulatory master. Serves as the primary key for the tariff_schedule data product on the Databricks Silver Layer. | FERC Uniform System of Accounts; NARUC Regulatory Accounting | TRUE
proceeding_management | tariff_schedule | tariff_sheet_number | Tariff Sheet Number | STRING |  |  |  | The specific tariff sheet or leaf number within the utility's tariff book as filed with the regulatory authority. Tariff books are organized by numbered sheets; this field identifies the precise sheet(s) containing this schedule's terms and conditions. | FERC Order 888; State PUC Tariff Filing Requirements
proceeding_management | tariff_schedule | territory_code | Service Territory Code | STRING |  |  |  | Code identifying the utility's service territory or operating division to which this tariff schedule applies. Relevant for multi-territory utilities with distinct rate zones or operating companies filing separate tariffs with different PUCs. | State PUC Service Territory Definitions; FERC Order 888
proceeding_management | tariff_schedule | tou_offpeak_rate | Time-of-Use (TOU) Off-Peak Energy Rate | DECIMAL(18,6) |  |  |  | The approved off-peak energy charge rate in dollars per kWh for Time-of-Use (TOU) tariff schedules. Applied during hours outside the defined peak period. Null for non-TOU schedules. | State PUC TOU Tariff Provisions; NARUC Rate Design Standards
proceeding_management | tariff_schedule | tou_peak_end_time | Time-of-Use (TOU) Peak Period End Time | TIMESTAMP |  |  |  | The end time of the on-peak pricing period for Time-of-Use (TOU) tariff schedules, expressed in HH:MM 24-hour format. Null for non-TOU tariff schedules. Paired with tou_peak_start_time to define the peak billing window. | State PUC TOU Tariff Provisions; FERC Order 888; IEEE Std 1366
proceeding_management | tariff_schedule | tou_peak_rate | Time-of-Use (TOU) On-Peak Energy Rate | DECIMAL(18,6) |  |  |  | The approved on-peak energy charge rate in dollars per kWh for Time-of-Use (TOU) tariff schedules. Applied during the defined peak period hours. Null for non-TOU schedules. | State PUC TOU Tariff Provisions; NARUC Rate Design Standards
proceeding_management | tariff_schedule | tou_peak_start_time | Time-of-Use (TOU) Peak Period Start Time | TIMESTAMP |  |  |  | The start time of the on-peak pricing period for Time-of-Use (TOU) tariff schedules, expressed in HH:MM 24-hour format. Null for non-TOU tariff schedules. Used in billing systems to apply differentiated energy charges by time of day. | State PUC TOU Tariff Provisions; FERC Order 888; IEEE Std 1366
proceeding_management | tariff_schedule | version_number | Tariff Schedule Version Number | INT |  |  |  | Sequential version number of this tariff schedule, incremented each time the schedule is revised and re-filed. Version 1 represents the original approved schedule. Supports version chain tracking alongside the superseded_by_tariff_id self-reference. | State PUC Tariff Filing Requirements; FERC Order 888
proceeding_management | tariff_schedule | voltage_level | Delivery Voltage Level | STRING |  | secondary¦primary¦transmission¦subtransmission |  | The voltage level at which service is delivered under this tariff schedule. Determines applicable line loss factors and delivery charges. Secondary voltage applies to most residential and small commercial customers; primary and transmission voltage applies to large industrial customers taking service at higher voltages. | IEEE Std C57; NERC Reliability Standards; State PUC Tariff Filing Requirements